## Sahara
Name of The Solution | N° Results | Name of cycle | Type of Cycle | Power Produced by Cycle (kW) | Efficiency of the cycle | Pressure Ratio | Piloting Feed Name | Feed Mass Flow (kg/s) | Fuel Mass Flow (kg/s) | Fuel Cost ($/kWh) | Cost ($/kWh) |  | Pressure Ratio | Efficiency | Power (kW) | Fuel Cost ($/kWh) | PEC+OM Cost ($/year) | PEC+OM Cost ($/kWh) | Total Cost ($/kWh) |  | MaxPR | MaxEFF | CostOpti
Brayton | Results n°1 | Brayton1 | Brayton | 35000 | 0.12684 | 3 | 1312.8253 | 232.5056 | 5.0036 | 0.09953 | 2880162.6409 |  | 3 | 0.12684 | 35000 | 0.09953 | 456707.905 | 0.0016311 | 0.10116 |  | 15 | 0.27835 | 0.048171
Brayton | Results n°2 | Brayton1 | Brayton | 35000 | 0.25403 | 10 | 1328.0237 | 141.2561 | 2.4984 | 0.049696 | 6900546.2087 |  | 10 | 0.25403 | 35000 | 0.049696 | 1094220.8463 | 0.0039079 | 0.053604 |  |  |  |  | 94772990.5092
Brayton | Results n°3 | Brayton1 | Brayton | 34531.1049 | 0.28195 | 17 | 1327.3348 | 145.1641 | 2.2208 | 0.044776 | 12811673.1194 |  | 17 | 0.28195 | 34531.1049 | 0.044776 | 2031549.2975 | 0.0073541 | 0.05213 |  |  |  |  | 84245181.9738
Brayton | Results n°4 | Brayton1 | Brayton | 34496.1136 | 0.28758 | 24 | 1330.1036 | 159.4238 | 2.1752 | 0.043899 | 20821106.0976 |  | 24 | 0.28758 | 34496.1136 | 0.043899 | 3301606.5171 | 0.011964 | 0.055863 |  |  |  |  | 82512531.3273
Brayton | Results n°5 | Brayton1 | Brayton | 33915.7165 | 0.28066 | 31 | 1326.9823 | 180.0724 | 2.1913 | 0.044981 | 31558656.5072 |  | 31 | 0.28066 | 33915.7165 | 0.044981 | 5004261.8056 | 0.018444 | 0.063425 |  |  |  |  | 83123341.0472
Next | [20 empty] | MaxPR | MaxEFF | CostOpti
Regeneration Brayton | Results n°1 | Brayton1 | Regeneration Brayton | 34522.6257 | 0.22457 | 3 | 1326.1222 | 232.932 | 2.7876 | 0.056217 | 2912312.6248 |  | 3 | 0.22457 | 34522.6257 | 0.056217 | 461805.9337 | 0.0016721 | 0.057889 |  | 12 | 0.37114 | 0.03847 | 105746070.6629
Regeneration Brayton | Results n°2 | Brayton1 | Regeneration Brayton | 34385.8745 | 0.36322 | 10 | 1326.3757 | 143.3094 | 1.7167 | 0.034757 | 7020955.6641 |  | 10 | 0.36322 | 34385.8745 | 0.034757 | 1113314.1951 | 0.0040471 | 0.038804 |  |  |  |  | 65120271.2931
Regeneration Brayton | Results n°3 | Brayton1 | Regeneration Brayton | 34247.0797 | 0.35153 | 17 | 1326.6253 | 147.3399 | 1.7666 | 0.035913 | 13054581.2015 |  | 17 | 0.35153 | 34247.0797 | 0.035913 | 2070067.2755 | 0.0075556 | 0.043468 |  |  |  |  | 67013544.4456
Regeneration Brayton | Results n°4 | Brayton1 | Regeneration Brayton | 34496.0572 | 0.28754 | 24 | 1330.083 | 159.4519 | 2.1754 | 0.043904 | 20824769.163 |  | 24 | 0.28754 | 34496.0572 | 0.043904 | 3302187.37 | 0.011966 | 0.05587 |  |  |  |  | 82521696.9706
Regeneration Brayton | Results n°5 | Brayton1 | Regeneration Brayton | 33915.574 | 0.28062 | 31 | 1326.9677 | 180.1056 | 2.1916 | 0.044987 | 31564460.2553 |  | 31 | 0.28062 | 33915.574 | 0.044987 | 5005182.107 | 0.018447 | 0.063434 |  |  |  |  | 83134228.1124
Next | [20 empty] | MaxPR | MaxEFF | CostOpti
Solar Brayton | Results n°1 | Brayton1 | Brayton | 35109.1968 | 0.13012 | 3 | 1204.1077 | 281.083 | 4.8929 | 0.097024 | 3615512.5476 |  | 3 | 0.13012 | 35109.1968 | 0.097024 | 573312.4712 | 0.0020412 | 0.099065 |  | 14 | 0.26558 | 0.052675 | 185606705.3087
Solar Brayton | Results n°2 | Brayton1 | Brayton | 34103.5559 | 0.24961 | 10 | 1207.6552 | 179.962 | 2.4775 | 0.050576 | 8865348.4045 |  | 10 | 0.24961 | 34103.5559 | 0.050576 | 1405779.8818 | 0.0051526 | 0.055728 |  |  |  |  | 93979412.8231
Solar Brayton | Results n°3 | Brayton1 | Brayton | 33540.4403 | 0.26574 | 17 | 1206.2765 | 198.951 | 2.2887 | 0.047507 | 17638507.3886 |  | 17 | 0.26574 | 33540.4403 | 0.047507 | 2796941.2707 | 0.010424 | 0.057931 |  |  |  |  | 86819919.581
Solar Brayton | Results n°4 | Brayton1 | Brayton | 33338.7859 | 0.25116 | 24 | 1207.7318 | 237.3584 | 2.407 | 0.050265 | 31088184.1322 |  | 24 | 0.25116 | 33338.7859 | 0.050265 | 4929658.917 | 0.018483 | 0.068748 |  |  |  |  | 91308104.4571
Solar Brayton | Results n°5 | Brayton1 | Brayton | 32981.775 | 0.22429 | 31 | 1208.3925 | 297.3277 | 2.6665 | 0.056287 | 52216154.4524 |  | 31 | 0.22429 | 32981.775 | 0.056287 | 8279924.9487 | 0.031381 | 0.087668 |  |  |  |  | 101152345.8434
Next | [20 empty] | MaxPR | MaxEFF | CostOpti
Solar Regeneration Brayton | Results n°1 | Brayton1 | Regeneration Brayton | 34441.4043 | 0.29535 | 3 | 1207.9039 | 271.9885 | 2.1145 | 0.042743 | 2995726.5086 |  | 3 | 0.29535 | 34441.4043 | 0.042743 | 475032.8882 | 0.0017241 | 0.044467 |  | 15 | 0.55113 | 0.024497 | 80212484.6109
Solar Regeneration Brayton | Results n°2 | Brayton1 | Regeneration Brayton | 34347.5765 | 0.52457 | 10 | 1208.0279 | 152.6031 | 1.1873 | 0.024066 | 4119880.5334 |  | 10 | 0.52457 | 34347.5765 | 0.024066 | 653290.1929 | 0.0023775 | 0.026444 |  |  |  |  | 45039539.9349
Solar Regeneration Brayton | Results n°3 | Brayton1 | Regeneration Brayton | 34262.3888 | 0.55064 | 17 | 1208.1503 | 144.9059 | 1.1283 | 0.022927 | 5359910.4574 |  | 17 | 0.55064 | 34262.3888 | 0.022927 | 849921.9597 | 0.0031008 | 0.026027 |  |  |  |  | 42800722.6674
Solar Regeneration Brayton | Results n°4 | Brayton1 | Regeneration Brayton | 34186.2317 | 0.54497 | 24 | 1208.2711 | 145.9778 | 1.1375 | 0.023165 | 6560635.4851 |  | 24 | 0.54497 | 34186.2317 | 0.023165 | 1040321.142 | 0.0038039 | 0.026969 |  |  |  |  | 43150108.1827
Solar Regeneration Brayton | Results n°5 | Brayton1 | Regeneration Brayton | 34114.8474 | 0.52971 | 31 | 1208.3904 | 149.7579 | 1.1678 | 0.023833 | 7764249.2799 |  | 31 | 0.52971 | 34114.8474 | 0.023833 | 1231178.3967 | 0.0045112 | 0.028344 |  |  |  |  | 44300684.3269
Next | [20 empty] | MaxPR | MaxEFF | CostOpti
Combined Cycle Regeneration | Results n°1 | Brayton1 | Brayton | 20990.4355 | 0.27665 | 3 | 1207.7315 | 155.8237 | 1.3758 | 0.045633 | 1975518.0019 |  | 3 | 0.48039 | 34476.4101 | 0.045633 | 611790.3633 | 0.0022181 | 0.047851 |  | 9 | 0.58877 | 0.038032
Combined Cycle Regeneration | Results n°1 | Rankine1 | Rankine | 13485.9746 | 0.28165 | 48.1 | 0 | 31.875 | 0 | 0 | 1882649.8316 |  | 10 | 0.57868 | 34648.4822 | 0.030555 | 1114641.8257 | 0.0040213 | 0.034576
Combined Cycle Regeneration | Results n°2 | Brayton1 | Brayton | 21301.9969 | 0.41317 | 10 | 1207.9076 | 105.7857 | 0.93489 | 0.030555 | 5202195.6101 |  | 17 | 0.4783 | 34396.9922 | 0.046117 | 1843855.4566 | 0.0067006 | 0.052817
Combined Cycle Regeneration | Results n°2 | Rankine1 | Rankine | 13346.4853 | 0.28203 | 48.1 | 0 | 31.875 | 0 | 0 | 1827132.5648 |  | 24 | 0.4761 | 33816.7665 | 0.046638 | 2877019.1876 | 0.010635 | 0.057273
Combined Cycle Regeneration | Results n°3 | Brayton1 | Brayton | 20911.0176 | 0.27375 | 17 | 1204.9361 | 110.5157 | 1.3852 | 0.046117 | 9762533.8106 |  | 31 | 0.46481 | 33745.4577 | 0.049513 | 4456718.037 | 0.016509 | 0.066021
Combined Cycle Regeneration | Results n°3 | Rankine1 | Rankine | 13485.9746 | 0.28165 | 48.1 | 0 | 31.875 | 0 | 0 | 1865475.1275
Combined Cycle Regeneration | Results n°4 | Brayton1 | Brayton | 20330.7919 | 0.27069 | 24 | 1207.1618 | 124.5467 | 1.3619 | 0.046638 | 16273918.3731
Combined Cycle Regeneration | Results n°4 | Rankine1 | Rankine | 13485.9746 | 0.28165 | 48.1 | 0 | 31.875 | 0 | 0 | 1869588.8682
Combined Cycle Regeneration | Results n°5 | Brayton1 | Brayton | 20259.4831 | 0.25497 | 31 | 1208.209 | 149.6128 | 1.4408 | 0.049513 | 26230764.9181
Combined Cycle Regeneration | Results n°5 | Rankine1 | Rankine | 13485.9746 | 0.28165 | 48.1 | 0 | 31.875 | 0 | 0 | 1874885.6536
Next | [20 empty] | MaxPR | MaxEFF | CostOpti
Solar Combined Cycle | Results n°1 | Brayton1 | Brayton | 23852.2227 | 0.14765 | 3 | 1205.3004 | 172.4012 | 2.9294 | 0.085503 | 2160923.9757 |  | 3 | 0.38772 | 34429.4577 | 0.085503 | 579471.2588 | 0.0021038 | 0.087607 |  | 15 | 0.49508 | 0.046333
Solar Combined Cycle | Results n°1 | Rankine1 | Rankine | 10577.235 | 0.28165 | 48.1 | 0 | 25 | 0 | 0 | 1493428.0792 |  | 10 | 0.47888 | 34678.9044 | 0.045981 | 1141751.8423 | 0.0041154 | 0.050097
Solar Combined Cycle | Results n°2 | Brayton1 | Brayton | 24101.6694 | 0.27455 | 10 | 1207.8086 | 116.5426 | 1.5918 | 0.045981 | 5702051.7587 |  | 17 | 0.49565 | 34208.3922 | 0.042378 | 1994139.3957 | 0.0072867 | 0.049665
Solar Combined Cycle | Results n°2 | Rankine1 | Rankine | 10577.235 | 0.28165 | 48.1 | 0 | 25 | 0 | 0 | 1498241.8328 |  | 24 | 0.4863 | 33634.3478 | 0.044313 | 3177360.4684 | 0.011808 | 0.056122
Solar Combined Cycle | Results n°3 | Brayton1 | Brayton | 23631.1572 | 0.2979 | 17 | 1206.3058 | 125.3849 | 1.4384 | 0.042378 | 11073624.3937 |  | 31 | 0.46983 | 33574.1362 | 0.048192 | 4975650.3931 | 0.018525 | 0.066717
Solar Combined Cycle | Results n°3 | Rankine1 | Rankine | 10577.235 | 0.28165 | 48.1 | 0 | 25 | 0 | 0 | 1502128.5667
Solar Combined Cycle | Results n°4 | Brayton1 | Brayton | 23057.1129 | 0.28489 | 24 | 1207.6022 | 141.813 | 1.4676 | 0.044313 | 18528313.3372
Solar Combined Cycle | Results n°4 | Rankine1 | Rankine | 10577.235 | 0.28165 | 48.1 | 0 | 25 | 0 | 0 | 1509252.9447
Solar Combined Cycle | Results n°5 | Brayton1 | Brayton | 22996.9012 | 0.26196 | 31 | 1208.3064 | 170.3469 | 1.5919 | 0.048192 | 29864881.036
Solar Combined Cycle | Results n°5 | Rankine1 | Rankine | 10577.235 | 0.28165 | 48.1 | 0 | 25 | 0 | 0 | 1513341.7182
Next
[19 empty] | MaxPR | MaxPR | MaxEFF | CostOpti
[19 empty] | 0 | 0 | 0 | 0
|  | CH4 | 0 | 0 | 0 | 0 | 0 | 0 | 0 | 0 | 0 | 0 | 0 | 0 | 0 | 0 | 0 | 0 | 0 | 0 | 0 | 0 | 0 | 0 | 0 | 0 | 0 | 0 | 0 | 0 | 0 | 0 | 0 | 0 | 0 | 0 | 0 | 0 | 0 | 0 | 0 | 0 | 0 | 0 | 0 | 0 | 0 | 0 | 0 | 0 | 0 | 0 | 0 | 0 | 0 | 0 | 0 | 0 | 0 | 0 | 0 | 0 | 0 | 0 | 0 | 0 | 0 | 0 | 0 | 0 | 0 | 0 | 0 | 0 | 0 | 0 | 0 | 0 | 0 | 0 | 0 | 0 | 0 | 0 | 0 | 0 | 0 | 0 | 0 | 0 | 0 | 0 | 0 | 0 | 0 | 0 | 0 | 0 | 0 | 0 | 0 | 0 | 0 | 0 | 0 | 0 | 0 | 0 | 0 | 0 | 0 | 0 | 0 | 0 | 0 | 0 | 0 | 0 | 0 | 0 | 0 | 0 | 0 | 0 | 0 | 0 | 0 | 0 | 0 | 0 | 0 | 0 | 0 | 0 | 0 | 0 | 0 | 0 | 0 | 0 | 0 | 0 | 0 | 0 | 0 | 0 | 0 | 0 | 0 | 0 | 0 | 0 | 0 | 0 | 0 | 0 | 0 | 0 | 0 | 0 | 0 | 0 | 0 | 0 | 0 | 0 | 0 | 0 | 0 | 0 | 0 | 0 | 0 | 0 | 0 | 0 | 0 | 0 | 0 | 0 | 0 | 0 | 0 | 0 | 0 | 0 | 0 | 0 | 0 | 0 | 0 | 0 | 0 | 0 | 0 | 0 | 0 | 0 | 0 | 0 | 0 | 0 | 0 | 0 | 0 | 0 | 0 | 0 | 0 | 0 | 0 | 0 | 0 | 0 | 0 | 0 | 0 | 0 | 0 | 0 | 0 | 0 | 0 | 0 | 0 | 0 | 0 | 0 | 0 | 0 | 0 | 0 | 0 | 0 | 0 | 0 | 0 | 0 | 0 | 0 | 0 | 0 | 0 | 0 | 0 | 0 | 0 | 0 | 0 | 0 | 0 | 0 | 0 | 0 | 0 | 0 | 0 | 0 | 0 | 0 | 0 | 0 | 0 | 0 | 0 | 0 | 0 | 0 | 0 | 0 | 0 | 0 | 0 | 0 | 0 | 0 | 0 | 0 | 0 | 0 | 0 | 0 | 0 | 0 | 0 | 0 | 0 | 0 | 0 | 0 | 0 | 0 | 0 | 0 | 0 | 0 | 0 | 0 | 0 | 0 | 0 | 0 | 0 | 0 | 0 | 0 | 0 | 0 | 0 | 0 | 0 | 0 | 0 | 0 | 0 | 0 | 0 | 0 | 0 | 0 | 0 | 0 | 0 | 0 | 0 | 0 | 0 | 0 | 0 | 0 | 0 | 0 | 0 | 0 | 0 | 0 | 0 | 0 | 0 | 0 | 0 | 0 | 0 | 0 | 0 | 0 | 0 | 0 | 0 | 0 | 0 | 0 | 0 | 0 | 0 | 0 | 0 | 0 | 0 | 0 | 0 | 0 | 0 | 0 | 0 | 0 | 0 | 0 | 0 | 0 | 0 | 0 | 0 | 0 | 0 | 0 | 0 | 0 | 0 | 0 | 0 | 0 | 0 | 0 | 0 | 0 | 0 | 0 | 0 | 0 | 0 | 0 | 0 | 0 | 0 | 0 | 0 | 0 | 0 | 0 | 0 | 0 | 0 | 0 | 0 | 0 | 0 | 0 | 0 | 0 | 0 | 0 | 0 | 0 | 0 | 0 | 0 | 0 | 0 | 0 | 0 | 0 | 0 | 0 | 0 | 0 | 0 | 0 | 0 | 0 | 0 | 0 | 0 | 0 | 0 | 0 | 0 | 0 | 0 | 0 | 0 | 0 | 0 | 0 | 0 | 0 | 0 | 0 | 0 | 0 | 0 | 0 | 0 | 0 | 0 | 0 | 0 | 0 | 0 | 0 | 0 | 0 | 0 | 0 | 0 | 0 | 0 | 0 | 0 | 0 | 0 | 0 | 0 | 0 | 0 | 0 | 0 | 0 | 0 | 0 | 0 | 0 | 0 | 0 | 0 | 0 | 0 | 0 | 0 | 0 | 0 | 0 | 0 | 0 | 0 | 0 | 0 | 0 | 0 | 0 | 0 | 0 | 0 | 0 | 0 | 0 | 0 | 0 | 0 | 0 | 0 | 0 | 0 | 0 | 0 | 0 | 0 | 0 | 0 | 0 | 0 | 0 | 0 | 0 | 0 | 0 | 0 | 0 | 0 | 0 | 0 | 0 | 0 | 0 | 0 | 0 | 0 | 0 | 0 | 0 | 0 | 0 | 0 | 0 | 0 | 0 | 0 | 0 | 0 | 0 | 0 | 0 | 0 | 0 | 0 | 0 | 0 | 0 | 0 | 0 | 0 | 0 | 0 | 0 | 0 | 0 | 0 | 0 | 0 | 0 | 0 | 0 | 0 | 0 | 0 | 0 | 0 | 0 | 0 | 0 | 0 | 0 | 0 | 0 | 0 | 0 | 0 | 0 | 0 | 0 | 0 | 0 | 0 | 0 | 0 | 0 | 0 | 0 | 0 | 0 | 0 | 0 | 0 | 0 | 0 | 0 | 0 | 0 | 0 | 0 | 0 | 0 | 0 | 0 | 0 | 0 | 0 | 0 | 0 | 0 | 0 | 0 | 0 | 0 | 0 | 0 | 0 | 0 | 0 | 0 | 0 | 0 | 0 | 0 | 0 | 0 | 0 | 0 | 0 | 0 | 0 | 0 | 0 | 0 | 0 | 0 | 0 | 0 | 0 | 0 | 0 | 0 | 0 | 0 | 0 | 0 | 0 | 0 | 0 | 0 | 0 | 0 | 0 | 0 | 0 | 0 | 0 | 0 | 0 | 0 | 0 | 0 | 0 | 0 | 0 | 0 | 0 | 0 | 0 | 0 | 0 | 0 | 0 | 0 | 0 | 0 | 0 | 0 | 0 | 0 | 0 | 0 | 0 | 0 | 0 | 0 | 0 | 0 | 0 | 0 | 0 | 0 | 0 | 0 | 0 | 0 | 0 | 0 | 0 | 0 | 0 | 0 | 0 | 0 | 0 | 0 | 0 | 0 | 0 | 0 | 0 | 0 | 0 | 0 | 0 | 0 | 0 | 0 | 0 | 0 | 0 | 0 | 0 | 0 | 0 | 0 | 0 | 0 | 0 | 0 | 0 | 0 | 0 | 0 | 0 | 0 | 0 | 0 | 0 | 0 | 0 | 0 | 0 | 0 | 0 | 0 | 0 | 0 | 0 | 0 | 0 | 0 | 0 | 0 | 0 | 0 | 0 | 0 | 0 | 0 | 0 | 0 | 0 | 0 | 0 | 0 | 0 | 0 | 0 | 0 | 0 | 0 | 0 | 0 | 0 | 0 | 0 | 0 | 0 | 0 | 0 | 0 | 0 | 0 | 0 | 0 | 0 | 0 | 0 | 0 | 0 | 0 | 0 | 0 | 0 | 0 | 0 | 0 | 0 | 0 | 0 | 0 | 0 | 0 | 0 | 0 | 0 | 0 | 0 | 0 | 0 | 0 | 0 | 0 | 0 | 0 | 0 | 0 | 0 | 0 | 0 | 0 | 0 | 0 | 0 | 0 | 0 | 0 | 0 | 0 | 0 | 0 | 0 | 0 | 0 | 0 | 0 | 0 | 0 | 0 | 0 | 0 | 0 | 0 | 0 | 0 | 0 | 0 | 0 | 0 | 0 | 0 | 0 | 0 | 0 | 0 | 0 | 0 | 0 | 0 | 0 | 0 | 0 | 0 | 0 | 0 | 0 | 0 | 0 | 0 | 0 | 0 | 0 | 0 | 0 | 0 | 0 | 0 | 0 | 0 | 0 | 0 | 0 | 0 | 0 | 0 | 0 | 0 | 0 | 0 | 0 | 0 | 0 | 0 | 0 | 0 | 0 | 0 | 0 | 0 | 0 | 0 | 0 | 0 | 0 | 0 | 0 | 0 | 0 | 0 | 0 | 0 | 0 | 0 | 0 | 0 | 0 | 0 | 0 | 0 | 0 | 0 | 0 | 0 | 0 | 0 | 0 | 0 | 0 | 0 | 0 | 0 | 0 | 0 | 0 | 0 | 0 | 0 | 0 | 0 | 0 | 0 | 0 | 0 | 0 | 0 | 0 | 0 | 0 | 0 | 0 | 0 | 0 | 0 | 0 | 0 | 0 | 0 | 0 | 0 | 0 | 0 | 0 | 0 | 0 | 0 | 0 | 0 | 0 | 0 | 0 | 0 | 0 | 0 | 0 | 0 | 0 | 0 | 0 | 0 | 0 | 0 | 0 | 0 | 0 | 0 | 0 | 0 | 0 | 0 | 0 | 0 | 0 | 0 | 0 | 0 | 0 | 0 | 0 | 0 | 0 | 0 | 0 | 0 | 0 | 0 | 0 | 0 | 0 | 0 | 0 | 0 | 0 | 0 | 0 | 0 | 0 | 0 | 0 | 0 | 0 | 0 | 0 | 0 | 0 | 0 | 0 | 0 | 0 | 0 | 0 | 0 | 0 | 0 | 0 | 0 | 0 | 0 | 0 | 0 | 0 | 0 | 0 | 0 | 0 | 0 | 0 | 0 | 0 | 0 | 0 | 0 | 0 | 0 | 0 | 0 | 0 | 0 | 0 | 0 | 0 | 0 | 0 | 0 | 0 | 0 | 0 | 0 | 0 | 0 | 0 | 0 | 0 | 0 | 0 | 0 | 0 | 0 | 0 | 0 | 0 | 0 | 0 | 0 | 0 | 0 | 0 | 0 | 0 | 0 | 0 | 0 | 0 | 0 | 0 | 0 | 0 | 0 | 0 | 0 | 0 | 0 | 0 | 0 | 0 | 0 | 0 | 0 | 0 | 0 | 0 | 0 | 0 | 0 | 0 | 0 | 0 | 0 | 0 | 0 | 0 | 0 | 0 | 0 | 0 | 0 | 0 | 0 | 0 | 0 | 0 | 0 | 0 | 0 | 0 | 0 | 0 | 0 | 0 | 0 | 0 | 0 | 0 | 0 | 0 | 0 | 0 | 0 | 0 | 0 | 0 | 0 | 0 | 0 | 0 | 0 | 0 | 0 | 0 | 0 | 0 | 0 | 0 | 0 | 0 | 0 | 0 | 0 | 0 | 0 | 0 | 0 | 0 | 0 | 0 | 0 | 0 | 0 | 0 | 0 | 0 | 0 | 0 | 0 | 0 | 0 | 0 | 0 | 0 | 0 | 0 | 0 | 0 | 0 | 0 | 0 | 0 | 0 | 0 | 0 | 0 | 0 | 0 | 0 | 0 | 0 | 0 | 0 | 0 | 0 | 0 | 0 | 0 | 0 | 0 | 0 | 0 | 0 | 0 | 0 | 0 | 0 | 0 | 0 | 0 | 0 | 0 | 0 | 0 | 0 | 0 | 0 | 0 | 0 | 0 | 0 | 0 | 0 | 0 | 0 | 0 | 0 | 0 | 0 | 0 | 0 | 0 | 0 | 0 | 0 | 0 | 0 | 0 | 0 | 0 | 0 | 0 | 0 | 0 | 0 | 0 | 0 | 0 | 0 | 0 | 0 | 0 | 0 | 0 | 0 | 0 | 0 | 0 | 0 | 0 | 0 | 0 | 0 | 0 | 0 | 0 | 0 | 0 | 0 | 0 | 0 | 0 | 0 | 0 | 0 | 0 | 0 | 0 | 0 | 0 | 0 | 0 | 0 | 0 | 0 | 0 | 0 | 0 | 0 | 0 | 0 | 0 | 0 | 0 | 0 | 0 | 0 | 0 | 0 | 0 | 0 | 0 | 0 | 0 | 0 | 0 | 0 | 0 | 0 | 0 | 0 | 0 | 0 | 0 | 0 | 0 | 0 | 0 | 0 | 0 | 0 | 0 | 0 | 0 | 0 | 0 | 0 | 0 | 0 | 0 | 0 | 0 | 0 | 0 | 0 | 0 | 0 | 0 | 0 | 0 | 0 | 0 | 0 | 0 | 0 | 0 | 0 | 0 | 0 | 0 | 0 | 0 | 0 | 0 | 0 | 0 | 0 | 0 | 0 | 0 | 0 | 0 | 0 | 0 | 0 | 0 | 0 | 0 | 0 | 0 | 0 | 0 | 0 | 0 | 0 | 0 | 0 | 0 | 0 | 0 | 0 | 0 | 0 | 0 | 0 | 0 | 0 | 0 | 0 | 0 | 0 | 0 | 0 | 0 | 0 | 0 | 0 | 0 | 0 | 0 | 0 | 0 | 0 | 0 | 0 | 0 | 0 | 0 | 0 | 0 | 0 | 0 | 0 | 0 | 0 | 0 | 0 | 0 | 0 | 0 | 0 | 0 | 0 | 0 | 0 | 0 | 0 | 0 | 0 | 0 | 0 | 0 | 0 | 0 | 0 | 0 | 0 | 0 | 0 | 0 | 0 | 0 | 0 | 0 | 0 | 0 | 0 | 0 | 0 | 0 | 0 | 0 | 0 | 0 | 0 | 0 | 0 | 0 | 0 | 0 | 0 | 0 | 0 | 0 | 0 | 0 | 0 | 0 | 0 | 0 | 0 | 0 | 0 | 0 | 0 | 0 | 0 | 0 | 0 | 0 | 0 | 0 | 0 | 0 | 0 | 0 | 0 | 0 | 0 | 0 | 0 | 0 | 0 | 0 | 0 | 0 | 0 | 0 | 0 | 0 | 0 | 0 | 0 | 0 | 0 | 0 | 0 | 0 | 0 | 0 | 0 | 0 | 0 | 0 | 0 | 0 | 0 | 0 | 0 | 0 | 0 | 0 | 0 | 0 | 0 | 0 | 0 | 0 | 0 | 0 | 0 | 0 | 0 | 0 | 0 | 0 | 0 | 0 | 0 | 0 | 0 | 0 | 0 | 0 | 0 | 0 | 0 | 0 | 0 | 0 | 0 | 0 | 0 | 0 | 0 | 0 | 0 | 0 | 0 | 0 | 0 | 0 | 0 | 0 | 0 | 0 | 0 | 0 | 0 | 0 | 0 | 0 | 0 | 0 | 0 | 0 | 0 | 0 | 0 | 0 | 0 | 0 | 0 | 0 | 0 | 0 | 0 | 0 | 0 | 0 | 0 | 0 | 0 | 0 | 0 | 0 | 0 | 0 | 0 | 0 | 0 | 0 | 0 | 0 | 0 | 0 | 0 | 0 | 0 | 0 | 0 | 0 | 0 | 0 | 0 | 0 | 0 | 0 | 0 | 0 | 0 | 0 | 0 | 0 | 0 | 0 | 0 | 0 | 0 | 0 | 0 | 0 | 0 | 0 | 0 | 0 | 0 | 0 | 0 | 0 | 0 | 0 | 0 | 0 | 0 | 0 | 0 | 0 | 0 | 0 | 0 | 0 | 0 | 0 | 0 | 0 | 0 | 0 | 0 | 0 | 0 | 0 | 0 | 0 | 0 | 0 | 0 | 0 | 0 | 0 | 0 | 0 | 0 | 0 | 0 | 0 | 0 | 0 | 0 | 0 | 0 | 0 | 0 | 0 | 0 | 0 | 0 | 0 | 0 | 0 | 0 | 0 | 0 | 0 | 0 | 0 | 0 | 0 | 0 | 0 | 0 | 0 | 0 | 0 | 0 | 0 | 0 | 0 | 0 | 0 | 0 | 0 | 0 | 0 | 0 | 0 | 0 | 0 | 0 | 0 | 0 | 0 | 0 | 0 | 0 | 0 | 0 | 0 | 0 | 0 | 0 | 0 | 0 | 0 | 0 | 0 | 0 | 0 | 0 | 0 | 0 | 0 | 0 | 0 | 0 | 0 | 0 | 0 | 0 | 0 | 0 | 0 | 0 | 0 | 0 | 0 | 0 | 0 | 0 | 0 | 0 | 0 | 0 | 0 | 0 | 0 | 0 | 0 | 0 | 0 | 0 | 0 | 0 | 0 | 0 | 0 | 0 | 0 | 0 | 0 | 0 | 0 | 0 | 0 | 0 | 0 | 0 | 0 | 0 | 0 | 0 | 0 | 0 | 0 | 0 | 0 | 0 | 0 | 0 | 0 | 0 | 0 | 0 | 0 | 0 | 0 | 0 | 0 | 0 | 0 | 0 | 0 | 0 | 0 | 0 | 0 | 0 | 0 | 0 | 0 | 0 | 0 | 0 | 0 | 0 | 0 | 0 | 0 | 0 | 0 | 0 | 0 | 0 | 0 | 0 | 0 | 0 | 0 | 0 | 0 | 0 | 0 | 0 | 0 | 0 | 0 | 0 | 0 | 0 | 0 | 0 | 0 | 0 | 0 | 0 | 0 | 0 | 0 | 0 | 0 | 0 | 0 | 0 | 0 | 0 | 0 | 0 | 0 | 0 | 0 | 0 | 0 | 0 | 0 | 0 | 0 | 0 | 0 | 0 | 0 | 0 | 0 | 0 | 0 | 0 | 0 | 0 | 0 | 0 | 0 | 0 | 0 | 0 | 0 | 0 | 0 | 0 | 0 | 0 | 0 | 0 | 0 | 0 | 0 | 0 | 0 | 0 | 0 | 0 | 0 | 0 | 0 | 0 | 0 | 0 | 0 | 0 | 0 | 0 | 0 | 0 | 0 | 0 | 0 | 0 | 0 | 0 | 0 | 0 | 0 | 0 | 0 | 0 | 0 | 0 | 0 | 0 | 0 | 0 | 0 | 0 | 0 | 0 | 0 | 0 | 0 | 0 | 0 | 0 | 0 | 0 | 0 | 0 | 0 | 0 | 0 | 0 | 0 | 0 | 0 | 0 | 0 | 0 | 0 | 0 | 0 | 0 | 0 | 0 | 0 | 0 | 0 | 0 | 0 | 0 | 0 | 0 | 0 | 0 | 0 | 0 | 0 | 0 | 0 | 0 | 0 | 0 | 0 | 0 | 0 | 0 | 0 | 0 | 0 | 0 | 0 | 0 | 0 | 0 | 0 | 0 | 0 | 0 | 0 | 0 | 0 | 0 | 0 | 0 | 0 | 0 | 0 | 0 | 0 | 0 | 0 | 0 | 0 | 0 | 0 | 0 | 0 | 0 | 0 | 0 | 0 | 0 | 0 | 0 | 0 | 0 | 0 | 0 | 0 | 0 | 0 | 0 | 0 | 0 | 0 | 0 | 0 | 0 | 0 | 0 | 0 | 0 | 0 | 0 | 0 | 0 | 0 | 0 | 0 | 0 | 0 | 0 | 0 | 0 | 0 | 0 | 0 | 0 | 0 | 0 | 0 | 0 | 0 | 0 | 0 | 0 | 0 | 0 | 0 | 0 | 0 | 0 | 0 | 0 | 0 | 0 | 0 | 0 | 0 | 0 | 0 | 0 | 0 | 0 | 0 | 0 | 0 | 0 | 0 | 0 | 0 | 0 | 0 | 0 | 0 | 0 | 0 | 0 | 0 | 0 | 0 | 0 | 0 | 0 | 0 | 0 | 0 | 0 | 0 | 0 | 0 | 0 | 0 | 0 | 0 | 0 | 0 | 0 | 0 | 0 | 0 | 0 | 0 | 0 | 0 | 0 | 0 | 0 | 0 | 0 | 0 | 0 | 0 | 0 | 0 | 0 | 0 | 0 | 0 | 0 | 0 | 0 | 0 | 0 | 0 | 0 | 0 | 0 | 0 | 0 | 0 | 0 | 0 | 0 | 0 | 0 | 0 | 0 | 0 | 0 | 0 | 0 | 0 | 0 | 0 | 0 | 0 | 0 | 0 | 0 | 0 | 0 | 0 | 0 | 0 | 0 | 0 | 0 | 0 | 0 | 0 | 0 | 0 | 0 | 0 | 0 | 0 | 0 | 0 | 0 | 0 | 0 | 0 | 0 | 0 | 0 | 0 | 0 | 0 | 0 | 0 | 0 | 0 | 0 | 0 | 0 | 0 | 0 | 0 | 0 | 0 | 0 | 0 | 0 | 0 | 0 | 0 | 0 | 0 | 0 | 0 | 0 | 0 | 0 | 0 | 0 | 0 | 0 | 0 | 0 | 0 | 0 | 0 | 0 | 0 | 0 | 0 | 0 | 0 | 0 | 0 | 0 | 0 | 0 | 0 | 0 | 0 | 0 | 0 | 0 | 0 | 0 | 0 | 0 | 0 | 0 | 0 | 0 | 0 | 0 | 0 | 0 | 0 | 0 | 0 | 0 | 0 | 0 | 0 | 0 | 0 | 0 | 0 | 0 | 0 | 0 | 0 | 0 | 0 | 0 | 0 | 0 | 0 | 0 | 0 | 0 | 0 | 0 | 0 | 0 | 0 | 0 | 0 | 0 | 0 | 0 | 0 | 0 | 0 | 0 | 0 | 0 | 0 | 0 | 0 | 0 | 0 | 0 | 0 | 0 | 0 | 0 | 0 | 0 | 0 | 0 | 0 | 0 | 0 | 0 | 0 | 0 | 0 | 0 | 0 | 0 | 0 | 0 | 0 | 0 | 0 | 0 | 0 | 0 | 0 | 0 | 0 | 0 | 0 | 0 | 0 | 0 | 0 | 0 | 0 | 0 | 0 | 0 | 0 | 0 | 0 | 0 | 0 | 0 | 0 | 0 | 0 | 0 | 0 | 0 | 0 | 0 | 0 | 0 | 0 | 0 | 0 | 0 | 0 | 0 | 0 | 0 | 0 | 0 | 0 | 0 | 0 | 0 | 0 | 0 | 0 | 0 | 0 | 0 | 0 | 0 | 0 | 0 | 0 | 0 | 0 | 0 | 0 | 0 | 0 | 0 | 0 | 0 | 0 | 0 | 0 | 0 | 0 | 0 | 0 | 0 | 0 | 0 | 0 | 0 | 0 | 0 | 0 | 0 | 0 | 0 | 0 | 0 | 0 | 0 | 0 | 0 | 0 | 0 | 0 | 0 | 0 | 0 | 0 | 0 | 0 | 0 | 0 | 0 | 0 | 0 | 0 | 0 | 0 | 0 | 0 | 0 | 0 | 0 | 0 | 0 | 0 | 0 | 0 | 0 | 0 | 0 | 0 | 0 | 0 | 0 | 0 | 0 | 0 | 0 | 0 | 0 | 0 | 0 | 0 | 0 | 0 | 0 | 0 | 0 | 0 | 0 | 0 | 0 | 0 | 0 | 0 | 0 | 0 | 0 | 0 | 0 | 0 | 0 | 0 | 0 | 0 | 0 | 0 | 0 | 0 | 0 | 0 | 0 | 0 | 0 | 0 | 0 | 0 | 0 | 0 | 0 | 0 | 0 | 0 | 0 | 0 | 0 | 0 | 0 | 0 | 0 | 0 | 0 | 0 | 0 | 0 | 0 | 0 | 0 | 0 | 0 | 0 | 0 | 0 | 0 | 0 | 0 | 0 | 0 | 0 | 0 | 0 | 0 | 0 | 0 | 0 | 0 | 0 | 0 | 0 | 0 | 0 | 0 | 0 | 0 | 0 | 0 | 0 | 0 | 0 | 0 | 0 | 0 | 0 | 0 | 0 | 0 | 0 | 0 | 0 | 0 | 0 | 0 | 0 | 0 | 0 | 0 | 0 | 0 | 0 | 0 | 0 | 0 | 0 | 0 | 0 | 0 | 0 | 0 | 0 | 0 | 0 | 0 | 0 | 0 | 0 | 0 | 0 | 0 | 0 | 0 | 0 | 0 | 0 | 0 | 0 | 0 | 0 | 0 | 0 | 0 | 0 | 0 | 0 | 0 | 0 | 0 | 0 | 0 | 0 | 0 | 0 | 0 | 0 | 0 | 0 | 0 | 0 | 0 | 0 | 0 | 0 | 0 | 0 | 0 | 0 | 0 | 0 | 0 | 0 | 0 | 0 | 0 | 0 | 0 | 0 | 0 | 0 | 0 | 0 | 0 | 0 | 0 | 0 | 0 | 0 | 0 | 0 | 0 | 0 | 0 | 0 | 0 | 0 | 0 | 0 | 0 | 0 | 0 | 0 | 0 | 0 | 0 | 0 | 0 | 0 | 0 | 0 | 0 | 0 | 0 | 0 | 0 | 0 | 0 | 0 | 0 | 0 | 0 | 0 | 0 | 0 | 0 | 0 | 0 | 0 | 0 | 0 | 0 | 0 | 0 | 0 | 0 | 0 | 0 | 0 | 0 | 0 | 0 | 0 | 0 | 0 | 0 | 0 | 0 | 0 | 0 | 0 | 0 | 0 | 0 | 0 | 0 | 0 | 0 | 0 | 0 | 0 | 0 | 0 | 0 | 0 | 0 | 0 | 0 | 0 | 0 | 0 | 0 | 0 | 0 | 0 | 0 | 0 | 0 | 0 | 0 | 0 | 0 | 0 | 0 | 0 | 0 | 0 | 0 | 0 | 0 | 0 | 0 | 0 | 0 | 0 | 0 | 0 | 0 | 0 | 0 | 0 | 0 | 0 | 0 | 0 | 0 | 0 | 0 | 0 | 0 | 0 | 0 | 0 | 0 | 0 | 0 | 0 | 0 | 0 | 0 | 0 | 0 | 0 | 0 | 0 | 0 | 0 | 0 | 0 | 0 | 0 | 0 | 0 | 0 | 0 | 0 | 0 | 0 | 0 | 0 | 0 | 0 | 0 | 0 | 0 | 0 | 0 | 0 | 0 | 0 | 0 | 0 | 0 | 0 | 0 | 0 | 0 | 0 | 0 | 0 | 0 | 0 | 0 | 0 | 0 | 0 | 0 | 0 | 0 | 0 | 0 | 0 | 0 | 0 | 0 | 0 | 0 | 0 | 0 | 0 | 0 | 0 | 0 | 0 | 0 | 0 | 0 | 0 | 0 | 0 | 0 | 0 | 0 | 0 | 0 | 0 | 0 | 0 | 0 | 0 | 0 | 0 | 0 | 0 | 0 | 0 | 0 | 0 | 0 | 0 | 0 | 0 | 0 | 0 | 0 | 0 | 0 | 0 | 0 | 0 | 0 | 0 | 0 | 0 | 0 | 0 | 0 | 0 | 0 | 0 | 0 | 0 | 0 | 0 | 0 | 0 | 0 | 0 | 0 | 0 | 0 | 0 | 0 | 0 | 0 | 0 | 0 | 0 | 0 | 0 | 0 | 0 | 0 | 0 | 0 | 0 | 0 | 0 | 0 | 0 | 0 | 0 | 0 | 0 | 0 | 0 | 0 | 0 | 0 | 0 | 0 | 0 | 0 | 0 | 0 | 0 | 0 | 0 | 0 | 0 | 0 | 0 | 0 | 0 | 0 | 0 | 0 | 0 | 0 | 0 | 0 | 0 | 0 | 0 | 0 | 0 | 0 | 0 | 0 | 0 | 0 | 0 | 0 | 0 | 0 | 0 | 0 | 0 | 0 | 0 | 0 | 0 | 0 | 0 | 0 | 0 | 0 | 0 | 0 | 0 | 0 | 0 | 0 | 0 | 0 | 0 | 0 | 0 | 0 | 0 | 0 | 0 | 0 | 0 | 0 | 0 | 0 | 0 | 0 | 0 | 0 | 0 | 0 | 0 | 0 | 0 | 0 | 0 | 0 | 0 | 0 | 0 | 0 | 0 | 0 | 0 | 0 | 0 | 0 | 0 | 0 | 0 | 0 | 0 | 0 | 0 | 0 | 0 | 0 | 0 | 0 | 0 | 0 | 0 | 0 | 0 | 0 | 0 | 0 | 0 | 0 | 0 | 0 | 0 | 0 | 0 | 0 | 0 | 0 | 0 | 0 | 0 | 0 | 0 | 0 | 0 | 0 | 0 | 0 | 0 | 0 | 0 | 0 | 0 | 0 | 0 | 0 | 0 | 0 | 0 | 0 | 0 | 0 | 0 | 0 | 0 | 0 | 0 | 0 | 0 | 0 | 0 | 0 | 0 | 0 | 0 | 0 | 0 | 0 | 0 | 0 | 0 | 0 | 0 | 0 | 0 | 0 | 0 | 0 | 0 | 0 | 0 | 0 | 0 | 0 | 0 | 0 | 0 | 0 | 0 | 0 | 0 | 0 | 0 | 0 | 0 | 0 | 0 | 0 | 0 | 0 | 0 | 0 | 0 | 0 | 0 | 0 | 0 | 0 | 0 | 0 | 0 | 0 | 0 | 0 | 0 | 0 | 0 | 0 | 0 | 0 | 0 | 0 | 0 | 0 | 0 | 0 | 0 | 0 | 0 | 0 | 0 | 0 | 0 | 0 | 0 | 0 | 0 | 0 | 0 | 0 | 0 | 0 | 0 | 0 | 0 | 0 | 0 | 0 | 0 | 0 | 0 | 0 | 0 | 0 | 0 | 0 | 0 | 0 | 0 | 0 | 0 | 0 | 0 | 0 | 0 | 0 | 0 | 0 | 0 | 0 | 0 | 0 | 0 | 0 | 0 | 0 | 0 | 0 | 0 | 0 | 0 | 0 | 0 | 0 | 0 | 0 | 0 | 0 | 0 | 0 | 0 | 0 | 0 | 0 | 0 | 0 | 0 | 0 | 0 | 0 | 0 | 0 | 0 | 0 | 0 | 0 | 0 | 0 | 0 | 0 | 0 | 0 | 0 | 0 | 0 | 0 | 0 | 0 | 0 | 0 | 0 | 0 | 0 | 0 | 0 | 0 | 0 | 0 | 0 | 0 | 0 | 0 | 0 | 0 | 0 | 0 | 0 | 0 | 0 | 0 | 0 | 0 | 0 | 0 | 0 | 0 | 0 | 0 | 0 | 0 | 0 | 0 | 0 | 0 | 0 | 0 | 0 | 0 | 0 | 0 | 0 | 0 | 0 | 0 | 0 | 0 | 0 | 0 | 0 | 0 | 0 | 0 | 0 | 0 | 0 | 0 | 0 | 0 | 0 | 0 | 0 | 0 | 0 | 0 | 0 | 0 | 0 | 0 | 0 | 0 | 0 | 0 | 0 | 0 | 0 | 0 | 0 | 0 | 0 | 0 | 0 | 0 | 0 | 0 | 0 | 0 | 0 | 0 | 0 | 0 | 0 | 0 | 0 | 0 | 0 | 0 | 0 | 0 | 0 | 0 | 0 | 0 | 0 | 0 | 0 | 0 | 0 | 0 | 0 | 0 | 0 | 0 | 0 | 0 | 0 | 0 | 0 | 0 | 0 | 0 | 0 | 0 | 0 | 0 | 0 | 0 | 0 | 0 | 0 | 0 | 0 | 0 | 0 | 0 | 0 | 0 | 0 | 0 | 0 | 0 | 0 | 0 | 0 | 0 | 0 | 0 | 0 | 0 | 0 | 0 | 0 | 0 | 0 | 0 | 0 | 0 | 0 | 0 | 0 | 0 | 0 | 0 | 0 | 0 | 0 | 0 | 0 | 0 | 0 | 0 | 0 | 0 | 0 | 0 | 0 | 0 | 0 | 0 | 0 | 0 | 0 | 0 | 0 | 0 | 0 | 0 | 0 | 0 | 0 | 0 | 0 | 0 | 0 | 0 | 0 | 0 | 0 | 0 | 0 | 0 | 0 | 0 | 0 | 0 | 0 | 0 | 0 | 0 | 0 | 0 | 0 | 0 | 0 | 0 | 0 | 0 | 0 | 0 | 0 | 0 | 0 | 0 | 0 | 0 | 0 | 0 | 0 | 0 | 0 | 0 | 0 | 0 | 0 | 0 | 0 | 0 | 0 | 0 | 0 | 0 | 0 | 0 | 0 | 0 | 0 | 0 | 0 | 0 | 0 | 0 | 0 | 0 | 0 | 0 | 0 | 0 | 0 | 0 | 0 | 0 | 0 | 0 | 0 | 0 | 0 | 0 | 0 | 0 | 0 | 0 | 0 | 0 | 0 | 0 | 0 | 0 | 0 | 0 | 0 | 0 | 0 | 0 | 0 | 0 | 0 | 0 | 0 | 0 | 0 | 0 | 0 | 0 | 0 | 0 | 0 | 0 | 0 | 0 | 0 | 0 | 0 | 0 | 0 | 0 | 0 | 0 | 0 | 0 | 0 | 0 | 0 | 0 | 0 | 0 | 0 | 0 | 0 | 0 | 0 | 0 | 0 | 0 | 0 | 0 | 0 | 0 | 0 | 0 | 0 | 0 | 0 | 0 | 0 | 0 | 0 | 0 | 0 | 0 | 0 | 0 | 0 | 0 | 0 | 0 | 0 | 0 | 0 | 0 | 0 | 0 | 0 | 0 | 0 | 0 | 0 | 0 | 0 | 0 | 0 | 0 | 0 | 0 | 0 | 0 | 0 | 0 | 0 | 0 | 0 | 0 | 0 | 0 | 0 | 0 | 0 | 0 | 0 | 0 | 0 | 0 | 0 | 0 | 0 | 0 | 0 | 0 | 0 | 0 | 0 | 0 | 0 | 0 | 0 | 0 | 0 | 0 | 0 | 0 | 0 | 0 | 0 | 0 | 0 | 0 | 0 | 0 | 0 | 0 | 0 | 0 | 0 | 0 | 0 | 0 | 0 | 0 | 0 | 0 | 0 | 0 | 0 | 0 | 0 | 0 | 0 | 0 | 0 | 0 | 0 | 0 | 0 | 0 | 0 | 0 | 0 | 0 | 0 | 0 | 0 | 0 | 0 | 0 | 0 | 0 | 0 | 0 | 0 | 0 | 0 | 0 | 0 | 0 | 0 | 0 | 0 | 0 | 0 | 0 | 0 | 0 | 0 | 0 | 0 | 0 | 0 | 0 | 0 | 0 | 0 | 0 | 0 | 0 | 0 | 0 | 0 | 0 | 0 | 0 | 0 | 0 | 0 | 0 | 0 | 0 | 0 | 0 | 0 | 0 | 0 | 0 | 0 | 0 | 0 | 0 | 0 | 0 | 0 | 0 | 0 | 0 | 0 | 0 | 0 | 0 | 0 | 0 | 0 | 0 | 0 | 0 | 0 | 0 | 0 | 0 | 0 | 0 | 0 | 0 | 0 | 0 | 0 | 0 | 0 | 0 | 0 | 0 | 0 | 0 | 0 | 0 | 0 | 0 | 0 | 0 | 0 | 0 | 0 | 0 | 0 | 0 | 0 | 0 | 0 | 0 | 0 | 0 | 0 | 0 | 0 | 0 | 0 | 0 | 0 | 0 | 0 | 0 | 0 | 0 | 0 | 0 | 0 | 0 | 0 | 0 | 0 | 0 | 0 | 0 | 0 | 0 | 0 | 0 | 0 | 0 | 0 | 0 | 0 | 0 | 0 | 0 | 0 | 0 | 0 | 0 | 0 | 0 | 0 | 0 | 0 | 0 | 0 | 0 | 0 | 0 | 0 | 0 | 0 | 0 | 0 | 0 | 0 | 0 | 0 | 0 | 0 | 0 | 0 | 0 | 0 | 0 | 0 | 0 | 0 | 0 | 0 | 0 | 0 | 0 | 0 | 0 | 0 | 0 | 0 | 0 | 0 | 0 | 0 | 0 | 0 | 0 | 0 | 0 | 0 | 0 | 0 | 0 | 0 | 0 | 0 | 0 | 0 | 0 | 0 | 0 | 0 | 0 | 0 | 0 | 0 | 0 | 0 | 0 | 0 | 0 | 0 | 0 | 0 | 0 | 0 | 0 | 0 | 0 | 0 | 0 | 0 | 0 | 0 | 0 | 0 | 0 | 0 | 0 | 0 | 0 | 0 | 0 | 0 | 0 | 0 | 0 | 0 | 0 | 0 | 0 | 0 | 0 | 0 | 0 | 0 | 0 | 0 | 0 | 0 | 0 | 0 | 0 | 0 | 0 | 0 | 0 | 0 | 0 | 0 | 0 | 0 | 0 | 0 | 0 | 0 | 0 | 0 | 0 | 0 | 0 | 0 | 0 | 0 | 0 | 0 | 0 | 0 | 0 | 0 | 0 | 0 | 0 | 0 | 0 | 0 | 0 | 0 | 0 | 0 | 0 | 0 | 0 | 0 | 0 | 0 | 0 | 0 | 0 | 0 | 0 | 0 | 0 | 0 | 0 | 0 | 0 | 0 | 0 | 0 | 0 | 0 | 0 | 0 | 0 | 0 | 0 | 0 | 0 | 0 | 0 | 0 | 0 | 0 | 0 | 0 | 0 | 0 | 0 | 0 | 0 | 0 | 0 | 0 | 0 | 0 | 0 | 0 | 0 | 0 | 0 | 0 | 0 | 0 | 0 | 0 | 0 | 0 | 0 | 0 | 0 | 0 | 0 | 0 | 0 | 0 | 0 | 0 | 0 | 0 | 0 | 0 | 0 | 0 | 0 | 0 | 0 | 0 | 0 | 0 | 0 | 0 | 0 | 0 | 0 | 0 | 0 | 0 | 0 | 0 | 0 | 0 | 0 | 0 | 0 | 0 | 0 | 0 | 0 | 0 | 0 | 0 | 0 | 0 | 0 | 0 | 0 | 0 | 0 | 0 | 0 | 0 | 0 | 0 | 0 | 0 | 0 | 0 | 0 | 0 | 0 | 0 | 0 | 0 | 0 | 0 | 0 | 0 | 0 | 0 | 0 | 0 | 0 | 0 | 0 | 0 | 0 | 0 | 0 | 0 | 0 | 0 | 0 | 0 | 0 | 0 | 0 | 0 | 0 | 0 | 0 | 0 | 0 | 0 | 0 | 0 | 0 | 0 | 0 | 0 | 0 | 0 | 0 | 0 | 0 | 0 | 0 | 0 | 0 | 0 | 0 | 0 | 0 | 0 | 0 | 0 | 0 | 0 | 0 | 0 | 0 | 0 | 0 | 0 | 0 | 0 | 0 | 0 | 0 | 0 | 0 | 0 | 0 | 0 | 0 | 0 | 0 | 0 | 0 | 0 | 0 | 0 | 0 | 0 | 0 | 0 | 0 | 0 | 0 | 0 | 0 | 0 | 0 | 0 | 0 | 0 | 0 | 0 | 0 | 0 | 0 | 0 | 0 | 0 | 0 | 0 | 0 | 0 | 0 | 0 | 0 | 0 | 0 | 0 | 0 | 0 | 0 | 0 | 0 | 0 | 0 | 0 | 0 | 0 | 0 | 0 | 0 | 0 | 0 | 0 | 0 | 0 | 0 | 0 | 0 | 0 | 0 | 0 | 0 | 0 | 0 | 0 | 0 | 0 | 0 | 0 | 0 | 0 | 0 | 0 | 0 | 0 | 0 | 0 | 0 | 0 | 0 | 0 | 0 | 0 | 0 | 0 | 0 | 0 | 0 | 0 | 0 | 0 | 0 | 0 | 0 | 0 | 0 | 0 | 0 | 0 | 0 | 0 | 0 | 0 | 0 | 0 | 0 | 0 | 0 | 0 | 0 | 0 | 0 | 0 | 0 | 0 | 0 | 0 | 0 | 0 | 0 | 0 | 0 | 0 | 0 | 0 | 0 | 0 | 0 | 0 | 0 | 0 | 0 | 0 | 0 | 0 | 0 | 0 | 0 | 0 | 0 | 0 | 0 | 0 | 0 | 0 | 0 | 0 | 0 | 0 | 0 | 0 | 0 | 0 | 0 | 0 | 0 | 0 | 0 | 0 | 0 | 0 | 0 | 0 | 0 | 0 | 0 | 0 | 0 | 0 | 0 | 0 | 0 | 0 | 0 | 0 | 0 | 0 | 0 | 0 | 0 | 0 | 0 | 0 | 0 | 0 | 0 | 0 | 0 | 0 | 0 | 0 | 0 | 0 | 0 | 0 | 0 | 0 | 0 | 0 | 0 | 0 | 0 | 0 | 0 | 0 | 0 | 0 | 0 | 0 | 0 | 0 | 0 | 0 | 0 | 0 | 0 | 0 | 0 | 0 | 0 | 0 | 0 | 0 | 0 | 0 | 0 | 0 | 0 | 0 | 0 | 0 | 0 | 0 | 0 | 0 | 0 | 0 | 0 | 0 | 0 | 0 | 0 | 0 | 0 | 0 | 0 | 0 | 0 | 0 | 0 | 0 | 0 | 0 | 0 | 0 | 0 | 0 | 0 | 0 | 0 | 0 | 0 | 0 | 0 | 0 | 0 | 0 | 0 | 0 | 0 | 0 | 0 | 0 | 0 | 0 | 0 | 0 | 0 | 0 | 0 | 0 | 0 | 0 | 0 | 0 | 0 | 0 | 0 | 0 | 0 | 0 | 0 | 0 | 0 | 0 | 0 | 0 | 0 | 0 | 0 | 0 | 0 | 0 | 0 | 0 | 0 | 0 | 0 | 0 | 0 | 0 | 0 | 0 | 0 | 0 | 0 | 0 | 0 | 0 | 0 | 0 | 0 | 0 | 0 | 0 | 0 | 0 | 0 | 0 | 0 | 0 | 0 | 0 | 0 | 0 | 0 | 0 | 0 | 0 | 0 | 0 | 0 | 0 | 0 | 0 | 0 | 0 | 0 | 0 | 0 | 0 | 0 | 0 | 0 | 0 | 0 | 0 | 0 | 0 | 0 | 0 | 0 | 0 | 0 | 0 | 0 | 0 | 0 | 0 | 0 | 0 | 0 | 0 | 0 | 0 | 0 | 0 | 0 | 0 | 0 | 0 | 0 | 0 | 0 | 0 | 0 | 0 | 0 | 0 | 0 | 0 | 0 | 0 | 0 | 0 | 0 | 0 | 0 | 0 | 0 | 0 | 0 | 0 | 0 | 0 | 0 | 0 | 0 | 0 | 0 | 0 | 0 | 0 | 0 | 0 | 0 | 0 | 0 | 0 | 0 | 0 | 0 | 0 | 0 | 0 | 0 | 0 | 0 | 0 | 0 | 0 | 0 | 0 | 0 | 0 | 0 | 0 | 0 | 0 | 0 | 0 | 0 | 0 | 0 | 0 | 0 | 0 | 0 | 0 | 0 | 0 | 0 | 0 | 0 | 0 | 0 | 0 | 0 | 0 | 0 | 0 | 0 | 0 | 0 | 0 | 0 | 0 | 0 | 0 | 0 | 0 | 0 | 0 | 0 | 0 | 0 | 0 | 0 | 0 | 0 | 0 | 0 | 0 | 0 | 0 | 0 | 0 | 0 | 0 | 0 | 0 | 0 | 0 | 0 | 0 | 0 | 0 | 0 | 0 | 0 | 0 | 0 | 0 | 0 | 0 | 0 | 0 | 0 | 0 | 0 | 0 | 0 | 0 | 0 | 0 | 0 | 0 | 0 | 0 | 0 | 0 | 0 | 0 | 0 | 0 | 0 | 0 | 0 | 0 | 0 | 0 | 0 | 0 | 0 | 0 | 0 | 0 | 0 | 0 | 0 | 0 | 0 | 0 | 0 | 0 | 0 | 0 | 0 | 0 | 0 | 0 | 0 | 0 | 0 | 0 | 0 | 0 | 0 | 0 | 0 | 0 | 0 | 0 | 0 | 0 | 0 | 0 | 0 | 0 | 0 | 0 | 0 | 0 | 0 | 0 | 0 | 0 | 0 | 0 | 0 | 0 | 0 | 0 | 0 | 0 | 0 | 0 | 0 | 0 | 0 | 0 | 0 | 0 | 0 | 0 | 0 | 0 | 0 | 0 | 0 | 0 | 0 | 0 | 0 | 0 | 0 | 0 | 0 | 0 | 0 | 0 | 0 | 0 | 0 | 0 | 0 | 0 | 0 | 0 | 0 | 0 | 0 | 0 | 0 | 0 | 0 | 0 | 0 | 0 | 0 | 0 | 0 | 0 | 0 | 0 | 0 | 0 | 0 | 0 | 0 | 0 | 0 | 0 | 0 | 0 | 0 | 0 | 0 | 0 | 0 | 0 | 0 | 0 | 0 | 0 | 0 | 0 | 0 | 0 | 0 | 0 | 0 | 0 | 0 | 0 | 0 | 0 | 0 | 0 | 0 | 0 | 0 | 0 | 0 | 0 | 0 | 0 | 0 | 0 | 0 | 0 | 0 | 0 | 0 | 0 | 0 | 0 | 0 | 0 | 0 | 0 | 0 | 0 | 0 | 0 | 0 | 0 | 0 | 0 | 0 | 0 | 0 | 0 | 0 | 0 | 0 | 0 | 0 | 0 | 0 | 0 | 0 | 0 | 0 | 0 | 0 | 0 | 0 | 0 | 0 | 0 | 0 | 0 | 0 | 0 | 0 | 0 | 0 | 0 | 0 | 0 | 0 | 0 | 0 | 0 | 0 | 0 | 0 | 0 | 0 | 0 | 0 | 0 | 0 | 0 | 0 | 0 | 0 | 0 | 0 | 0 | 0 | 0 | 0 | 0 | 0 | 0 | 0 | 0 | 0 | 0 | 0 | 0 | 0 | 0 | 0 | 0 | 0 | 0 | 0 | 0 | 0 | 0 | 0 | 0 | 0 | 0 | 0 | 0 | 0 | 0 | 0 | 0 | 0 | 0 | 0 | 0 | 0 | 0 | 0 | 0 | 0 | 0 | 0 | 0 | 0 | 0 | 0 | 0 | 0 | 0 | 0 | 0 | 0 | 0 | 0 | 0 | 0 | 0 | 0 | 0 | 0 | 0 | 0 | 0 | 0 | 0 | 0 | 0 | 0 | 0 | 0 | 0 | 0 | 0 | 0 | 0 | 0 | 0 | 0 | 0 | 0 | 0 | 0 | 0 | 0 | 0 | 0 | 0 | 0 | 0 | 0 | 0 | 0 | 0 | 0 | 0 | 0 | 0 | 0 | 0 | 0 | 0 | 0 | 0 | 0 | 0 | 0 | 0 | 0 | 0 | 0 | 0 | 0 | 0 | 0 | 0 | 0 | 0 | 0 | 0 | 0 | 0 | 0 | 0 | 0 | 0 | 0 | 0 | 0 | 0 | 0 | 0 | 0 | 0 | 0 | 0 | 0 | 0 | 0 | 0 | 0 | 0 | 0 | 0 | 0 | 0 | 0 | 0 | 0 | 0 | 0 | 0 | 0 | 0 | 0 | 0 | 0 | 0 | 0 | 0 | 0 | 0 | 0 | 0 | 0 | 0 | 0 | 0 | 0 | 0 | 0 | 0 | 0 | 0 | 0 | 0 | 0 | 0 | 0 | 0 | 0 | 0 | 0 | 0 | 0 | 0 | 0 | 0 | 0 | 0 | 0 | 0 | 0 | 0 | 0 | 0 | 0 | 0 | 0 | 0 | 0 | 0 | 0 | 0 | 0 | 0 | 0 | 0 | 0 | 0 | 0 | 0 | 0 | 0 | 0 | 0 | 0 | 0 | 0 | 0 | 0 | 0 | 0 | 0 | 0 | 0 | 0 | 0 | 0 | 0 | 0 | 0 | 0 | 0 | 0 | 0 | 0 | 0 | 0 | 0 | 0 | 0 | 0 | 0 | 0 | 0 | 0 | 0 | 0 | 0 | 0 | 0 | 0 | 0 | 0 | 0 | 0 | 0 | 0 | 0 | 0 | 0 | 0 | 0 | 0 | 0 | 0 | 0 | 0 | 0 | 0 | 0 | 0 | 0 | 0 | 0 | 0 | 0 | 0 | 0 | 0 | 0 | 0 | 0 | 0 | 0 | 0 | 0 | 0 | 0 | 0 | 0 | 0 | 0 | 0 | 0 | 0 | 0 | 0 | 0 | 0 | 0 | 0 | 0 | 0 | 0 | 0 | 0 | 0 | 0 | 0 | 0 | 0 | 0 | 0 | 0 | 0 | 0 | 0 | 0 | 0 | 0 | 0 | 0 | 0 | 0 | 0 | 0 | 0 | 0 | 0 | 0 | 0 | 0 | 0 | 0 | 0 | 0 | 0 | 0 | 0 | 0 | 0 | 0 | 0 | 0 | 0 | 0 | 0 | 0 | 0 | 0 | 0 | 0 | 0 | 0 | 0 | 0 | 0 | 0 | 0 | 0 | 0 | 0 | 0 | 0 | 0 | 0 | 0 | 0 | 0 | 0 | 0 | 0 | 0 | 0 | 0 | 0 | 0 | 0 | 0 | 0 | 0 | 0 | 0 | 0 | 0 | 0 | 0 | 0 | 0 | 0 | 0 | 0 | 0 | 0 | 0 | 0 | 0 | 0 | 0 | 0 | 0 | 0 | 0 | 0 | 0 | 0 | 0 | 0 | 0 | 0 | 0 | 0 | 0 | 0 | 0 | 0 | 0 | 0 | 0 | 0 | 0 | 0 | 0 | 0 | 0 | 0 | 0 | 0 | 0 | 0 | 0 | 0 | 0 | 0 | 0 | 0 | 0 | 0 | 0 | 0 | 0 | 0 | 0 | 0 | 0 | 0 | 0 | 0 | 0 | 0 | 0 | 0 | 0 | 0 | 0 | 0 | 0 | 0 | 0 | 0 | 0 | 0 | 0 | 0 | 0 | 0 | 0 | 0 | 0 | 0 | 0 | 0 | 0 | 0 | 0 | 0 | 0 | 0 | 0 | 0 | 0 | 0 | 0 | 0 | 0 | 0 | 0 | 0 | 0 | 0 | 0 | 0 | 0 | 0 | 0 | 0 | 0 | 0 | 0 | 0 | 0 | 0 | 0 | 0 | 0 | 0 | 0 | 0 | 0 | 0 | 0 | 0 | 0 | 0 | 0 | 0 | 0 | 0 | 0 | 0 | 0 | 0 | 0 | 0 | 0 | 0 | 0 | 0 | 0 | 0 | 0 | 0 | 0 | 0 | 0 | 0 | 0 | 0 | 0 | 0 | 0 | 0 | 0 | 0 | 0 | 0 | 0 | 0 | 0 | 0 | 0 | 0 | 0 | 0 | 0 | 0 | 0 | 0 | 0 | 0 | 0 | 0 | 0 | 0 | 0 | 0 | 0 | 0 | 0 | 0 | 0 | 0 | 0 | 0 | 0 | 0 | 0 | 0 | 0 | 0 | 0 | 0 | 0 | 0 | 0 | 0 | 0 | 0 | 0 | 0 | 0 | 0 | 0 | 0 | 0 | 0 | 0 | 0 | 0 | 0 | 0 | 0 | 0 | 0 | 0 | 0 | 0 | 0 | 0 | 0 | 0 | 0 | 0 | 0 | 0 | 0 | 0 | 0 | 0 | 0 | 0 | 0 | 0 | 0 | 0 | 0 | 0 | 0 | 0 | 0 | 0 | 0 | 0 | 0 | 0 | 0 | 0 | 0 | 0 | 0 | 0 | 0 | 0 | 0 | 0 | 0 | 0 | 0 | 0 | 0 | 0 | 0 | 0 | 0 | 0 | 0 | 0 | 0 | 0 | 0 | 0 | 0 | 0 | 0 | 0 | 0 | 0 | 0 | 0 | 0 | 0 | 0 | 0 | 0 | 0 | 0 | 0 | 0 | 0 | 0 | 0 | 0 | 0 | 0 | 0 | 0 | 0 | 0 | 0 | 0 | 0 | 0 | 0 | 0 | 0 | 0 | 0 | 0 | 0 | 0 | 0 | 0 | 0 | 0 | 0 | 0 | 0 | 0 | 0 | 0 | 0 | 0 | 0 | 0 | 0 | 0 | 0 | 0 | 0 | 0 | 0 | 0 | 0 | 0 | 0 | 0 | 0 | 0 | 0 | 0 | 0 | 0 | 0 | 0 | 0 | 0 | 0 | 0 | 0 | 0 | 0 | 0 | 0 | 0 | 0 | 0 | 0 | 0 | 0 | 0 | 0 | 0 | 0 | 0 | 0 | 0 | 0 | 0 | 0 | 0 | 0 | 0 | 0 | 0 | 0 | 0 | 0 | 0 | 0 | 0 | 0 | 0 | 0 | 0 | 0 | 0 | 0 | 0 | 0 | 0 | 0 | 0 | 0 | 0 | 0 | 0 | 0 | 0 | 0 | 0 | 0 | 0 | 0 | 0 | 0 | 0 | 0 | 0 | 0 | 0 | 0 | 0 | 0 | 0 | 0 | 0 | 0 | 0 | 0 | 0 | 0 | 0 | 0 | 0 | 0 | 0 | 0 | 0 | 0 | 0 | 0 | 0 | 0 | 0 | 0 | 0 | 0 | 0 | 0 | 0 | 0 | 0 | 0 | 0 | 0 | 0 | 0 | 0 | 0 | 0 | 0 | 0 | 0 | 0 | 0 | 0 | 0 | 0 | 0 | 0 | 0 | 0 | 0 | 0 | 0 | 0 | 0 | 0 | 0 | 0 | 0 | 0 | 0 | 0 | 0 | 0 | 0 | 0 | 0 | 0 | 0 | 0 | 0 | 0 | 0 | 0 | 0 | 0 | 0 | 0 | 0 | 0 | 0 | 0 | 0 | 0 | 0 | 0 | 0 | 0 | 0 | 0 | 0 | 0 | 0 | 0 | 0 | 0 | 0 | 0 | 0 | 0 | 0 | 0 | 0 | 0 | 0 | 0 | 0 | 0 | 0 | 0 | 0 | 0 | 0 | 0 | 0 | 0 | 0 | 0 | 0 | 0 | 0 | 0 | 0 | 0 | 0 | 0 | 0 | 0 | 0 | 0 | 0 | 0 | 0 | 0 | 0 | 0 | 0 | 0 | 0 | 0 | 0 | 0 | 0 | 0 | 0 | 0 | 0 | 0 | 0 | 0 | 0 | 0 | 0 | 0 | 0 | 0 | 0 | 0 | 0 | 0 | 0 | 0 | 0 | 0 | 0 | 0 | 0 | 0 | 0 | 0 | 0 | 0 | 0 | 0 | 0 | 0 | 0 | 0 | 0 | 0 | 0 | 0 | 0 | 0 | 0 | 0 | 0 | 0 | 0 | 0 | 0 | 0 | 0 | 0 | 0 | 0 | 0 | 0 | 0 | 0 | 0 | 0 | 0 | 0 | 0 | 0 | 0 | 0 | 0 | 0 | 0 | 0 | 0 | 0 | 0 | 0 | 0 | 0 | 0 | 0 | 0 | 0 | 0 | 0 | 0 | 0 | 0 | 0 | 0 | 0 | 0 | 0 | 0 | 0 | 0 | 0 | 0 | 0 | 0 | 0 | 0 | 0 | 0 | 0 | 0 | 0 | 0 | 0 | 0 | 0 | 0 | 0 | 0 | 0 | 0 | 0 | 0 | 0 | 0 | 0 | 0 | 0 | 0 | 0 | 0 | 0 | 0 | 0 | 0 | 0 | 0 | 0 | 0 | 0 | 0 | 0 | 0 | 0 | 0 | 0 | 0 | 0 | 0 | 0 | 0 | 0 | 0 | 0 | 0 | 0 | 0 | 0 | 0 | 0 | 0 | 0 | 0 | 0 | 0 | 0 | 0 | 0 | 0 | 0 | 0 | 0 | 0 | 0 | 0 | 0 | 0 | 0 | 0 | 0 | 0 | 0 | 0 | 0 | 0 | 0 | 0 | 0 | 0 | 0 | 0 | 0 | 0 | 0 | 0 | 0 | 0 | 0 | 0 | 0 | 0 | 0 | 0 | 0 | 0 | 0 | 0 | 0 | 0 | 0 | 0 | 0 | 0 | 0 | 0 | 0 | 0 | 0 | 0 | 0 | 0 | 0 | 0 | 0 | 0 | 0 | 0 | 0 | 0 | 0 | 0 | 0 | 0 | 0 | 0 | 0 | 0 | 0 | 0 | 0 | 0 | 0 | 0 | 0 | 0 | 0 | 0 | 0 | 0 | 0 | 0 | 0 | 0 | 0 | 0 | 0 | 0 | 0 | 0 | 0 | 0 | 0 | 0 | 0 | 0 | 0 | 0 | 0 | 0 | 0 | 0 | 0 | 0 | 0 | 0 | 0 | 0 | 0 | 0 | 0 | 0 | 0 | 0 | 0 | 0 | 0 | 0 | 0 | 0 | 0 | 0 | 0 | 0 | 0 | 0 | 0 | 0 | 0 | 0 | 0 | 0 | 0 | 0 | 0 | 0 | 0 | 0 | 0 | 0 | 0 | 0 | 0 | 0 | 0 | 0 | 0 | 0 | 0 | 0 | 0 | 0 | 0 | 0 | 0 | 0 | 0 | 0 | 0 | 0 | 0 | 0 | 0 | 0 | 0 | 0 | 0 | 0 | 0 | 0 | 0 | 0 | 0 | 0 | 0 | 0 | 0 | 0 | 0 | 0 | 0 | 0 | 0 | 0 | 0 | 0 | 0 | 0 | 0 | 0 | 0 | 0 | 0 | 0 | 0 | 0 | 0 | 0 | 0 | 0 | 0 | 0 | 0 | 0 | 0 | 0 | 0 | 0 | 0 | 0 | 0 | 0 | 0 | 0 | 0 | 0 | 0 | 0 | 0 | 0 | 0 | 0 | 0 | 0 | 0 | 0 | 0 | 0 | 0 | 0 | 0 | 0 | 0 | 0 | 0 | 0 | 0 | 0 | 0 | 0 | 0 | 0 | 0 | 0 | 0 | 0 | 0 | 0 | 0 | 0 | 0 | 0 | 0 | 0 | 0 | 0 | 0 | 0 | 0 | 0 | 0 | 0 | 0 | 0 | 0 | 0 | 0 | 0 | 0 | 0 | 0 | 0 | 0 | 0 | 0 | 0 | 0 | 0 | 0 | 0 | 0 | 0 | 0 | 0 | 0 | 0 | 0 | 0 | 0 | 0 | 0 | 0 | 0 | 0 | 0 | 0 | 0 | 0 | 0 | 0 | 0 | 0 | 0 | 0 | 0 | 0 | 0 | 0 | 0 | 0 | 0 | 0 | 0 | 0 | 0 | 0 | 0 | 0 | 0 | 0 | 0 | 0 | 0 | 0 | 0 | 0 | 0 | 0 | 0 | 0 | 0 | 0 | 0 | 0 | 0 | 0 | 0 | 0 | 0 | 0 | 0 | 0 | 0 | 0 | 0 | 0 | 0 | 0 | 0 | 0 | 0 | 0 | 0 | 0 | 0 | 0 | 0 | 0 | 0 | 0 | 0 | 0 | 0 | 0 | 0 | 0 | 0 | 0 | 0 | 0 | 0 | 0 | 0 | 0 | 0 | 0 | 0 | 0 | 0 | 0 | 0 | 0 | 0 | 0 | 0 | 0 | 0 | 0 | 0 | 0 | 0 | 0 | 0 | 0 | 0 | 0 | 0 | 0 | 0 | 0 | 0 | 0 | 0 | 0 | 0 | 0 | 0 | 0 | 0 | 0 | 0 | 0 | 0 | 0 | 0 | 0 | 0 | 0 | 0 | 0 | 0 | 0 | 0 | 0 | 0 | 0 | 0 | 0 | 0 | 0 | 0 | 0 | 0 | 0 | 0 | 0 | 0 | 0 | 0 | 0 | 0 | 0 | 0 | 0 | 0 | 0 | 0 | 0 | 0 | 0 | 0 | 0 | 0 | 0 | 0 | 0 | 0 | 0 | 0 | 0 | 0 | 0 | 0 | 0 | 0 | 0 | 0 | 0 | 0 | 0 | 0 | 0 | 0 | 0 | 0 | 0 | 0 | 0 | 0 | 0 | 0 | 0 | 0 | 0 | 0 | 0 | 0 | 0 | 0 | 0 | 0 | 0 | 0 | 0 | 0 | 0 | 0 | 0 | 0 | 0 | 0 | 0 | 0 | 0 | 0 | 0 | 0 | 0 | 0 | 0 | 0 | 0 | 0 | 0 | 0 | 0 | 0 | 0 | 0 | 0 | 0 | 0 | 0 | 0 | 0 | 0 | 0 | 0 | 0 | 0 | 0 | 0 | 0 | 0 | 0 | 0 | 0 | 0 | 0 | 0 | 0 | 0 | 0 | 0 | 0 | 0 | 0 | 0 | 0 | 0 | 0 | 0 | 0 | 0 | 0 | 0 | 0 | 0 | 0 | 0 | 0 | 0 | 0 | 0 | 0 | 0 | 0 | 0 | 0 | 0 | 0 | 0 | 0 | 0 | 0 | 0 | 0 | 0 | 0 | 0 | 0 | 0 | 0 | 0 | 0 | 0 | 0 | 0 | 0 | 0 | 0 | 0 | 0 | 0 | 0 | 0 | 0 | 0 | 0 | 0 | 0 | 0 | 0 | 0 | 0 | 0 | 0 | 0 | 0 | 0 | 0 | 0 | 0 | 0 | 0 | 0 | 0 | 0 | 0 | 0 | 0 | 0 | 0 | 0 | 0 | 0 | 0 | 0 | 0 | 0 | 0 | 0 | 0 | 0 | 0 | 0 | 0 | 0 | 0 | 0 | 0 | 0 | 0 | 0 | 0 | 0 | 0 | 0 | 0 | 0 | 0 | 0 | 0 | 0 | 0 | 0 | 0 | 0 | 0 | 0 | 0 | 0 | 0 | 0 | 0 | 0 | 0 | 0 | 0 | 0 | 0 | 0 | 0 | 0 | 0 | 0 | 0 | 0 | 0 | 0 | 0 | 0 | 0 | 0 | 0 | 0 | 0 | 0 | 0 | 0 | 0 | 0 | 0 | 0 | 0 | 0 | 0 | 0 | 0 | 0 | 0 | 0 | 0 | 0 | 0 | 0 | 0 | 0 | 0 | 0 | 0 | 0 | 0 | 0 | 0 | 0 | 0 | 0 | 0 | 0 | 0 | 0 | 0 | 0 | 0 | 0 | 0 | 0 | 0 | 0 | 0 | 0 | 0 | 0 | 0 | 0 | 0 | 0 | 0 | 0 | 0 | 0 | 0 | 0 | 0 | 0 | 0 | 0 | 0 | 0 | 0 | 0 | 0 | 0 | 0 | 0 | 0 | 0 | 0 | 0 | 0 | 0 | 0 | 0 | 0 | 0 | 0 | 0 | 0 | 0 | 0 | 0 | 0 | 0 | 0 | 0 | 0 | 0 | 0 | 0 | 0 | 0 | 0 | 0 | 0 | 0 | 0 | 0 | 0 | 0 | 0 | 0 | 0 | 0 | 0 | 0 | 0 | 0 | 0 | 0 | 0 | 0 | 0 | 0 | 0 | 0 | 0 | 0 | 0 | 0 | 0 | 0 | 0 | 0 | 0 | 0 | 0 | 0 | 0 | 0 | 0 | 0 | 0 | 0 | 0 | 0 | 0 | 0 | 0 | 0 | 0 | 0 | 0 | 0 | 0 | 0 | 0 | 0 | 0 | 0 | 0 | 0 | 0 | 0 | 0 | 0 | 0 | 0 | 0 | 0 | 0 | 0 | 0 | 0 | 0 | 0 | 0 | 0 | 0 | 0 | 0 | 0 | 0 | 0 | 0 | 0 | 0 | 0 | 0 | 0 | 0 | 0 | 0 | 0 | 0 | 0 | 0 | 0 | 0 | 0 | 0 | 0 | 0 | 0 | 0 | 0 | 0 | 0 | 0 | 0 | 0 | 0 | 0 | 0 | 0 | 0 | 0 | 0 | 0 | 0 | 0 | 0 | 0 | 0 | 0 | 0 | 0 | 0 | 0 | 0 | 0 | 0 | 0 | 0 | 0 | 0 | 0 | 0 | 0 | 0 | 0 | 0 | 0 | 0 | 0 | 0 | 0 | 0 | 0 | 0 | 0 | 0 | 0 | 0 | 0 | 0 | 0 | 0 | 0 | 0 | 0 | 0 | 0 | 0 | 0 | 0 | 0 | 0 | 0 | 0 | 0 | 0 | 0 | 0 | 0 | 0 | 0 | 0 | 0 | 0 | 0 | 0 | 0 | 0 | 0 | 0 | 0 | 0 | 0 | 0 | 0 | 0 | 0 | 0 | 0 | 0 | 0 | 0 | 0 | 0 | 0 | 0 | 0 | 0 | 0 | 0 | 0 | 0 | 0 | 0 | 0 | 0 | 0 | 0 | 0 | 0 | 0 | 0 | 0 | 0 | 0 | 0 | 0 | 0 | 0 | 0 | 0 | 0 | 0 | 0 | 0 | 0 | 0 | 0 | 0 | 0 | 0 | 0 | 0 | 0 | 0 | 0 | 0 | 0 | 0 | 0 | 0 | 0 | 0 | 0 | 0 | 0 | 0 | 0 | 0 | 0 | 0 | 0 | 0 | 0 | 0 | 0 | 0 | 0 | 0 | 0 | 0 | 0 | 0 | 0 | 0 | 0 | 0 | 0 | 0 | 0 | 0 | 0 | 0 | 0 | 0 | 0 | 0 | 0 | 0 | 0 | 0 | 0 | 0 | 0 | 0 | 0 | 0 | 0 | 0 | 0 | 0 | 0 | 0 | 0 | 0 | 0 | 0 | 0 | 0 | 0 | 0 | 0 | 0 | 0 | 0 | 0 | 0 | 0 | 0 | 0 | 0 | 0 | 0 | 0 | 0 | 0 | 0 | 0 | 0 | 0 | 0 | 0 | 0 | 0 | 0 | 0 | 0 | 0 | 0 | 0 | 0 | 0 | 0 | 0 | 0 | 0 | 0 | 0 | 0 | 0 | 0 | 0 | 0 | 0 | 0 | 0 | 0 | 0 | 0 | 0 | 0 | 0 | 0 | 0 | 0 | 0 | 0 | 0 | 0 | 0 | 0 | 0 | 0 | 0 | 0 | 0 | 0 | 0 | 0 | 0 | 0 | 0 | 0 | 0 | 0 | 0 | 0 | 0 | 0 | 0 | 0 | 0 | 0 | 0 | 0 | 0 | 0 | 0 | 0 | 0 | 0 | 0 | 0 | 0 | 0 | 0 | 0 | 0 | 0 | 0 | 0 | 0 | 0 | 0 | 0 | 0 | 0 | 0 | 0 | 0 | 0 | 0 | 0 | 0 | 0 | 0 | 0 | 0 | 0 | 0 | 0 | 0 | 0 | 0 | 0 | 0 | 0 | 0 | 0 | 0 | 0 | 0 | 0 | 0 | 0 | 0 | 0 | 0 | 0 | 0 | 0 | 0 | 0 | 0 | 0 | 0 | 0 | 0 | 0 | 0 | 0 | 0 | 0 | 0 | 0 | 0 | 0 | 0 | 0 | 0 | 0 | 0 | 0 | 0 | 0 | 0 | 0 | 0 | 0 | 0 | 0 | 0 | 0 | 0 | 0 | 0 | 0 | 0 | 0 | 0 | 0 | 0 | 0 | 0 | 0 | 0 | 0 | 0 | 0 | 0 | 0 | 0 | 0 | 0 | 0 | 0 | 0 | 0 | 0 | 0 | 0 | 0 | 0 | 0 | 0 | 0 | 0 | 0 | 0 | 0 | 0 | 0 | 0 | 0 | 0 | 0 | 0 | 0 | 0 | 0 | 0 | 0 | 0 | 0 | 0 | 0 | 0 | 0 | 0 | 0 | 0 | 0 | 0 | 0 | 0 | 0 | 0 | 0 | 0 | 0 | 0 | 0 | 0 | 0 | 0 | 0 | 0 | 0 | 0 | 0 | 0 | 0 | 0 | 0 | 0 | 0 | 0 | 0 | 0 | 0 | 0 | 0 | 0 | 0 | 0 | 0 | 0 | 0 | 0 | 0 | 0 | 0 | 0 | 0 | 0 | 0 | 0 | 0 | 0 | 0 | 0 | 0 | 0 | 0 | 0 | 0 | 0 | 0 | 0 | 0 | 0 | 0 | 0 | 0 | 0 | 0 | 0 | 0 | 0 | 0 | 0 | 0 | 0 | 0 | 0 | 0 | 0 | 0 | 0 | 0 | 0 | 0 | 0 | 0 | 0 | 0 | 0 | 0 | 0 | 0 | 0 | 0 | 0 | 0 | 0 | 0 | 0 | 0 | 0 | 0 | 0 | 0 | 0 | 0 | 0 | 0 | 0 | 0 | 0 | 0 | 0 | 0 | 0 | 0 | 0 | 0 | 0 | 0 | 0 | 0 | 0 | 0 | 0 | 0 | 0 | 0 | 0 | 0 | 0 | 0 | 0 | 0 | 0 | 0 | 0 | 0 | 0 | 0 | 0 | 0 | 0 | 0 | 0 | 0 | 0 | 0 | 0 | 0 | 0 | 0 | 0 | 0 | 0 | 0 | 0 | 0 | 0 | 0 | 0 | 0 | 0 | 0 | 0 | 0 | 0 | 0 | 0 | 0 | 0 | 0 | 0 | 0 | 0 | 0 | 0 | 0 | 0 | 0 | 0 | 0 | 0 | 0 | 0 | 0 | 0 | 0 | 0 | 0 | 0 | 0 | 0 | 0 | 0 | 0 | 0 | 0 | 0 | 0 | 0 | 0 | 0 | 0 | 0 | 0 | 0 | 0 | 0 | 0 | 0 | 0 | 0 | 0 | 0 | 0 | 0 | 0 | 0 | 0 | 0 | 0 | 0 | 0 | 0 | 0 | 0 | 0 | 0 | 0 | 0 | 0 | 0 | 0 | 0 | 0 | 0 | 0 | 0 | 0 | 0 | 0 | 0 | 0 | 0 | 0 | 0 | 0 | 0 | 0 | 0 | 0 | 0 | 0 | 0 | 0 | 0 | 0 | 0 | 0 | 0 | 0 | 0 | 0 | 0 | 0 | 0 | 0 | 0 | 0 | 0 | 0 | 0 | 0 | 0 | 0 | 0 | 0 | 0 | 0 | 0 | 0 | 0 | 0 | 0 | 0 | 0 | 0 | 0 | 0 | 0 | 0 | 0 | 0 | 0 | 0 | 0 | 0 | 0 | 0 | 0 | 0 | 0 | 0 | 0 | 0 | 0 | 0 | 0 | 0 | 0 | 0 | 0 | 0 | 0 | 0 | 0 | 0 | 0 | 0 | 0 | 0 | 0 | 0 | 0 | 0 | 0 | 0 | 0 | 0 | 0 | 0 | 0 | 0 | 0 | 0 | 0 | 0 | 0 | 0 | 0 | 0 | 0 | 0 | 0 | 0 | 0 | 0 | 0 | 0 | 0 | 0 | 0 | 0 | 0 | 0 | 0 | 0 | 0 | 0 | 0 | 0 | 0 | 0 | 0 | 0 | 0 | 0 | 0 | 0 | 0 | 0 | 0 | 0 | 0 | 0 | 0 | 0 | 0 | 0 | 0 | 0 | 0 | 0 | 0 | 0 | 0 | 0 | 0 | 0 | 0 | 0 | 0 | 0 | 0 | 0 | 0 | 0 | 0 | 0 | 0 | 0 | 0 | 0 | 0 | 0 | 0 | 0 | 0 | 0 | 0 | 0 | 0 | 0 | 0 | 0 | 0 | 0 | 0 | 0 | 0 | 0 | 0 | 0 | 0 | 0 | 0 | 0 | 0 | 0 | 0 | 0 | 0 | 0 | 0 | 0 | 0 | 0 | 0 | 0 | 0 | 0 | 0 | 0 | 0 | 0 | 0 | 0 | 0 | 0 | 0 | 0 | 0 | 0 | 0 | 0 | 0 | 0 | 0 | 0 | 0 | 0 | 0 | 0 | 0 | 0 | 0 | 0 | 0 | 0 | 0 | 0 | 0 | 0 | 0 | 0 | 0 | 0 | 0 | 0 | 0 | 0 | 0 | 0 | 0 | 0 | 0 | 0 | 0 | 0 | 0 | 0 | 0 | 0 | 0 | 0 | 0 | 0 | 0 | 0 | 0 | 0 | 0 | 0 | 0 | 0 | 0 | 0 | 0 | 0 | 0 | 0 | 0 | 0 | 0 | 0 | 0 | 0 | 0 | 0 | 0 | 0 | 0 | 0 | 0 | 0 | 0 | 0 | 0 | 0 | 0 | 0 | 0 | 0 | 0 | 0 | 0 | 0 | 0 | 0 | 0 | 0 | 0 | 0 | 0 | 0 | 0 | 0 | 0 | 0 | 0 | 0 | 0 | 0 | 0 | 0 | 0 | 0 | 0 | 0 | 0 | 0 | 0 | 0 | 0 | 0 | 0 | 0 | 0 | 0 | 0 | 0 | 0 | 0 | 0 | 0 | 0 | 0 | 0 | 0 | 0 | 0 | 0 | 0 | 0 | 0 | 0 | 0 | 0 | 0 | 0 | 0 | 0 | 0 | 0 | 0 | 0 | 0 | 0 | 0 | 0 | 0 | 0 | 0 | 0 | 0 | 0 | 0 | 0 | 0 | 0 | 0 | 0 | 0 | 0 | 0 | 0 | 0 | 0 | 0 | 0 | 0 | 0 | 0 | 0 | 0 | 0 | 0 | 0 | 0 | 0 | 0 | 0 | 0 | 0 | 0 | 0 | 0 | 0 | 0 | 0 | 0 | 0 | 0 | 0 | 0 | 0 | 0 | 0 | 0 | 0 | 0 | 0 | 0 | 0 | 0 | 0 | 0 | 0 | 0 | 0 | 0 | 0 | 0 | 0 | 0 | 0 | 0 | 0 | 0 | 0 | 0 | 0 | 0 | 0 | 0 | 0 | 0 | 0 | 0 | 0 | 0 | 0 | 0 | 0 | 0 | 0 | 0 | 0 | 0 | 0 | 0 | 0 | 0 | 0 | 0 | 0 | 0 | 0 | 0 | 0 | 0 | 0 | 0 | 0 | 0 | 0 | 0 | 0 | 0 | 0 | 0 | 0 | 0 | 0 | 0 | 0 | 0 | 0 | 0 | 0 | 0 | 0 | 0 | 0 | 0 | 0 | 0 | 0 | 0 | 0 | 0 | 0 | 0 | 0 | 0 | 0 | 0 | 0 | 0 | 0 | 0 | 0 | 0 | 0 | 0 | 0 | 0 | 0 | 0 | 0 | 0 | 0 | 0 | 0 | 0 | 0 | 0 | 0 | 0 | 0 | 0 | 0 | 0 | 0 | 0 | 0 | 0 | 0 | 0 | 0 | 0 | 0 | 0 | 0 | 0 | 0 | 0 | 0 | 0 | 0 | 0 | 0 | 0 | 0 | 0 | 0 | 0 | 0 | 0 | 0 | 0 | 0 | 0 | 0 | 0 | 0 | 0 | 0 | 0 | 0 | 0 | 0 | 0 | 0 | 0 | 0 | 0 | 0 | 0 | 0 | 0 | 0 | 0 | 0 | 0 | 0 | 0 | 0 | 0 | 0 | 0 | 0 | 0 | 0 | 0 | 0 | 0 | 0 | 0 | 0 | 0 | 0 | 0 | 0 | 0 | 0 | 0 | 0 | 0 | 0 | 0 | 0 | 0 | 0 | 0 | 0 | 0 | 0 | 0 | 0 | 0 | 0 | 0 | 0 | 0 | 0 | 0 | 0 | 0 | 0 | 0 | 0 | 0 | 0 | 0 | 0 | 0 | 0 | 0 | 0 | 0 | 0 | 0 | 0 | 0 | 0 | 0 | 0 | 0 | 0 | 0 | 0 | 0 | 0 | 0 | 0 | 0 | 0 | 0 | 0 | 0 | 0 | 0 | 0 | 0 | 0 | 0 | 0 | 0 | 0 | 0 | 0 | 0 | 0 | 0 | 0 | 0 | 0 | 0 | 0 | 0 | 0 | 0 | 0 | 0 | 0 | 0 | 0 | 0 | 0 | 0 | 0 | 0 | 0 | 0 | 0 | 0 | 0 | 0 | 0 | 0 | 0 | 0 | 0 | 0 | 0 | 0 | 0 | 0 | 0 | 0 | 0 | 0 | 0 | 0 | 0 | 0 | 0 | 0 | 0 | 0 | 0 | 0 | 0 | 0 | 0 | 0 | 0 | 0 | 0 | 0 | 0 | 0 | 0 | 0 | 0 | 0 | 0 | 0 | 0 | 0 | 0 | 0 | 0 | 0 | 0 | 0 | 0 | 0 | 0 | 0 | 0 | 0 | 0 | 0 | 0 | 0 | 0 | 0 | 0 | 0 | 0 | 0 | 0 | 0 | 0 | 0 | 0 | 0 | 0 | 0 | 0 | 0 | 0 | 0 | 0 | 0 | 0 | 0 | 0 | 0 | 0 | 0 | 0 | 0 | 0 | 0 | 0 | 0 | 0 | 0 | 0 | 0 | 0 | 0 | 0 | 0 | 0 | 0 | 0 | 0 | 0 | 0 | 0 | 0 | 0 | 0 | 0 | 0 | 0 | 0 | 0 | 0 | 0 | 0 | 0 | 0 | 0 | 0 | 0 | 0 | 0 | 0 | 0 | 0 | 0 | 0 | 0 | 0 | 0 | 0 | 0 | 0 | 0 | 0 | 0 | 0 | 0 | 0 | 0 | 0 | 0 | 0 | 0 | 0 | 0 | 0 | 0 | 0 | 0 | 0 | 0 | 0 | 0 | 0 | 0 | 0 | 0 | 0 | 0 | 0 | 0 | 0 | 0 | 0 | 0 | 0 | 0 | 0 | 0 | 0 | 0 | 0 | 0 | 0 | 0 | 0 | 0 | 0 | 0 | 0 | 0 | 0 | 0 | 0 | 0 | 0 | 0 | 0 | 0 | 0 | 0 | 0 | 0 | 0 | 0 | 0 | 0 | 0 | 0 | 0 | 0 | 0 | 0 | 0 | 0 | 0 | 0 | 0 | 0 | 0 | 0 | 0 | 0 | 0 | 0 | 0 | 0 | 0 | 0 | 0 | 0 | 0 | 0 | 0 | 0 | 0 | 0 | 0 | 0 | 0 | 0 | 0 | 0 | 0 | 0 | 0 | 0 | 0 | 0 | 0 | 0 | 0 | 0 | 0 | 0 | 0 | 0 | 0 | 0 | 0 | 0 | 0 | 0 | 0 | 0 | 0 | 0 | 0 | 0 | 0 | 0 | 0 | 0 | 0 | 0 | 0 | 0 | 0 | 0 | 0 | 0 | 0 | 0 | 0 | 0 | 0 | 0 | 0 | 0 | 0 | 0 | 0 | 0 | 0 | 0 | 0 | 0 | 0 | 0 | 0 | 0 | 0 | 0 | 0 | 0 | 0 | 0 | 0 | 0 | 0 | 0 | 0 | 0 | 0 | 0 | 0 | 0 | 0 | 0 | 0 | 0 | 0 | 0 | 0 | 0 | 0 | 0 | 0 | 0 | 0 | 0 | 0 | 0 | 0 | 0 | 0 | 0 | 0 | 0 | 0 | 0 | 0 | 0 | 0 | 0 | 0 | 0 | 0 | 0 | 0 | 0 | 0 | 0 | 0 | 0 | 0 | 0 | 0 | 0 | 0 | 0 | 0 | 0 | 0 | 0 | 0 | 0 | 0 | 0 | 0 | 0 | 0 | 0 | 0 | 0 | 0 | 0 | 0 | 0 | 0 | 0 | 0 | 0 | 0 | 0 | 0 | 0 | 0 | 0 | 0 | 0 | 0 | 0 | 0 | 0 | 0 | 0 | 0 | 0 | 0 | 0 | 0 | 0 | 0 | 0 | 0 | 0 | 0 | 0 | 0 | 0 | 0 | 0 | 0 | 0 | 0 | 0 | 0 | 0 | 0 | 0 | 0 | 0 | 0 | 0 | 0 | 0 | 0 | 0 | 0 | 0 | 0 | 0 | 0 | 0 | 0 | 0 | 0 | 0 | 0 | 0 | 0 | 0 | 0 | 0 | 0 | 0 | 0 | 0 | 0 | 0 | 0 | 0 | 0 | 0 | 0 | 0 | 0 | 0 | 0 | 0 | 0 | 0 | 0 | 0 | 0 | 0 | 0 | 0 | 0 | 0 | 0 | 0 | 0 | 0 | 0 | 0 | 0 | 0 | 0 | 0 | 0 | 0 | 0 | 0 | 0 | 0 | 0 | 0 | 0 | 0 | 0 | 0 | 0 | 0 | 0 | 0 | 0 | 0 | 0 | 0 | 0 | 0 | 0 | 0 | 0 | 0 | 0 | 0 | 0 | 0 | 0 | 0 | 0 | 0 | 0 | 0 | 0 | 0 | 0 | 0 | 0 | 0 | 0 | 0 | 0 | 0 | 0 | 0 | 0 | 0 | 0 | 0 | 0 | 0 | 0 | 0 | 0 | 0 | 0 | 0 | 0 | 0 | 0 | 0 | 0 | 0 | 0 | 0 | 0 | 0 | 0 | 0 | 0 | 0 | 0 | 0 | 0 | 0 | 0 | 0 | 0 | 0 | 0 | 0 | 0 | 0 | 0 | 0 | 0 | 0 | 0 | 0 | 0 | 0 | 0 | 0 | 0 | 0 | 0 | 0 | 0 | 0 | 0 | 0 | 0 | 0 | 0 | 0 | 0 | 0 | 0 | 0 | 0 | 0 | 0 | 0 | 0 | 0 | 0 | 0 | 0 | 0 | 0 | 0 | 0 | 0 | 0 | 0 | 0 | 0 | 0 | 0 | 0 | 0 | 0 | 0 | 0 | 0 | 0 | 0 | 0 | 0 | 0 | 0 | 0 | 0 | 0 | 0 | 0 | 0 | 0 | 0 | 0 | 0 | 0 | 0 | 0 | 0 | 0 | 0 | 0 | 0 | 0 | 0 | 0 | 0 | 0 | 0 | 0 | 0 | 0 | 0 | 0 | 0 | 0 | 0 | 0 | 0 | 0 | 0 | 0 | 0 | 0 | 0 | 0 | 0 | 0 | 0 | 0 | 0 | 0 | 0 | 0 | 0 | 0 | 0 | 0 | 0 | 0 | 0 | 0 | 0 | 0 | 0 | 0 | 0 | 0 | 0 | 0 | 0 | 0 | 0 | 0 | 0 | 0 | 0 | 0 | 0 | 0 | 0 | 0 | 0 | 0 | 0 | 0 | 0 | 0 | 0 | 0 | 0 | 0 | 0 | 0 | 0 | 0 | 0 | 0 | 0 | 0 | 0 | 0 | 0 | 0 | 0 | 0 | 0 | 0 | 0 | 0 | 0 | 0 | 0 | 0 | 0 | 0 | 0 | 0 | 0 | 0 | 0 | 0 | 0 | 0 | 0 | 0 | 0 | 0 | 0 | 0 | 0 | 0 | 0 | 0 | 0 | 0 | 0 | 0 | 0 | 0 | 0 | 0 | 0 | 0 | 0 | 0 | 0 | 0 | 0 | 0 | 0 | 0 | 0 | 0 | 0 | 0 | 0 | 0 | 0 | 0 | 0 | 0 | 0 | 0 | 0 | 0 | 0 | 0 | 0 | 0 | 0 | 0 | 0 | 0 | 0 | 0 | 0 | 0 | 0 | 0 | 0 | 0 | 0 | 0 | 0 | 0 | 0 | 0 | 0 | 0 | 0 | 0 | 0 | 0 | 0 | 0 | 0 | 0 | 0 | 0 | 0 | 0 | 0 | 0 | 0 | 0 | 0 | 0 | 0 | 0 | 0 | 0 | 0 | 0 | 0 | 0 | 0 | 0 | 0 | 0 | 0 | 0 | 0 | 0 | 0 | 0 | 0 | 0 | 0 | 0 | 0 | 0 | 0 | 0 | 0 | 0 | 0 | 0 | 0 | 0 | 0 | 0 | 0 | 0 | 0 | 0 | 0 | 0 | 0 | 0 | 0 | 0 | 0 | 0 | 0 | 0 | 0 | 0 | 0 | 0 | 0 | 0 | 0 | 0 | 0 | 0 | 0 | 0 | 0 | 0 | 0 | 0 | 0 | 0 | 0 | 0 | 0 | 0 | 0 | 0 | 0 | 0 | 0 | 0 | 0 | 0 | 0 | 0 | 0 | 0 | 0 | 0 | 0 | 0 | 0 | 0 | 0 | 0 | 0 | 0 | 0 | 0 | 0 | 0 | 0 | 0 | 0 | 0 | 0 | 0 | 0 | 0 | 0 | 0 | 0 | 0 | 0 | 0 | 0 | 0 | 0 | 0 | 0 | 0 | 0 | 0 | 0 | 0 | 0 | 0 | 0 | 0 | 0 | 0 | 0 | 0 | 0 | 0 | 0 | 0 | 0 | 0 | 0 | 0 | 0 | 0 | 0 | 0 | 0 | 0 | 0 | 0 | 0 | 0 | 0 | 0 | 0 | 0 | 0 | 0 | 0 | 0 | 0 | 0 | 0 | 0 | 0 | 0 | 0 | 0 | 0 | 0 | 0 | 0 | 0 | 0 | 0 | 0 | 0 | 0 | 0 | 0 | 0 | 0 | 0 | 0 | 0 | 0 | 0 | 0 | 0 | 0 | 0 | 0 | 0 | 0 | 0 | 0 | 0 | 0 | 0 | 0 | 0 | 0 | 0 | 0 | 0 | 0 | 0 | 0 | 0 | 0 | 0 | 0 | 0 | 0 | 0 | 0 | 0 | 0 | 0 | 0 | 0 | 0 | 0 | 0 | 0 | 0 | 0 | 0 | 0 | 0 | 0 | 0 | 0 | 0 | 0 | 0 | 0 | 0 | 0 | 0 | 0 | 0 | 0 | 0 | 0 | 0 | 0 | 0 | 0 | 0 | 0 | 0 | 0 | 0 | 0 | 0 | 0 | 0 | 0 | 0 | 0 | 0 | 0 | 0 | 0 | 0 | 0 | 0 | 0 | 0 | 0 | 0 | 0 | 0 | 0 | 0 | 0 | 0 | 0 | 0 | 0 | 0 | 0 | 0 | 0 | 0 | 0 | 0 | 0 | 0 | 0 | 0 | 0 | 0 | 0 | 0 | 0 | 0 | 0 | 0 | 0 | 0 | 0 | 0 | 0 | 0 | 0 | 0 | 0 | 0 | 0 | 0 | 0 | 0 | 0 | 0 | 0 | 0 | 0 | 0 | 0 | 0 | 0 | 0 | 0 | 0 | 0 | 0 | 0 | 0 | 0 | 0 | 0 | 0 | 0 | 0 | 0 | 0 | 0 | 0 | 0 | 0 | 0 | 0 | 0 | 0 | 0 | 0 | 0 | 0 | 0 | 0 | 0 | 0 | 0 | 0 | 0 | 0 | 0 | 0 | 0 | 0 | 0 | 0 | 0 | 0 | 0 | 0 | 0 | 0 | 0 | 0 | 0 | 0 | 0 | 0 | 0 | 0 | 0 | 0 | 0 | 0 | 0 | 0 | 0 | 0 | 0 | 0 | 0 | 0 | 0 | 0 | 0 | 0 | 0 | 0 | 0 | 0 | 0 | 0 | 0 | 0 | 0 | 0 | 0 | 0 | 0 | 0 | 0 | 0 | 0 | 0 | 0 | 0 | 0 | 0 | 0 | 0 | 0 | 0 | 0 | 0 | 0 | 0 | 0 | 0 | 0 | 0 | 0 | 0 | 0 | 0 | 0 | 0 | 0 | 0 | 0 | 0 | 0 | 0 | 0 | 0 | 0 | 0 | 0 | 0 | 0 | 0 | 0 | 0 | 0 | 0 | 0 | 0 | 0 | 0 | 0 | 0 | 0 | 0 | 0 | 0 | 0 | 0 | 0 | 0 | 0 | 0 | 0 | 0 | 0 | 0 | 0 | 0 | 0 | 0 | 0 | 0 | 0 | 0 | 0 | 0 | 0 | 0 | 0 | 0 | 0 | 0 | 0 | 0 | 0 | 0 | 0 | 0 | 0 | 0 | 0 | 0 | 0 | 0 | 0 | 0 | 0 | 0 | 0 | 0 | 0 | 0 | 0 | 0 | 0 | 0 | 0 | 0 | 0 | 0 | 0 | 0 | 0 | 0 | 0 | 0 | 0 | 0 | 0 | 0 | 0 | 0 | 0 | 0 | 0 | 0 | 0 | 0 | 0 | 0 | 0 | 0 | 0 | 0 | 0 | 0 | 0 | 0 | 0 | 0 | 0 | 0 | 0 | 0 | 0 | 0 | 0 | 0 | 0 | 0 | 0 | 0 | 0 | 0 | 0 | 0 | 0 | 0 | 0 | 0 | 0 | 0 | 0 | 0 | 0 | 0 | 0 | 0 | 0 | 0 | 0 | 0 | 0 | 0 | 0 | 0 | 0 | 0 | 0 | 0 | 0 | 0 | 0 | 0 | 0 | 0 | 0 | 0 | 0 | 0 | 0 | 0 | 0 | 0 | 0 | 0 | 0 | 0 | 0 | 0 | 0 | 0 | 0 | 0 | 0 | 0 | 0 | 0 | 0 | 0 | 0 | 0 | 0 | 0 | 0 | 0 | 0 | 0 | 0 | 0 | 0 | 0 | 0 | 0 | 0 | 0 | 0 | 0 | 0 | 0 | 0 | 0 | 0 | 0 | 0 | 0 | 0 | 0 | 0 | 0 | 0 | 0 | 0 | 0 | 0 | 0 | 0 | 0 | 0 | 0 | 0 | 0 | 0 | 0 | 0 | 0 | 0 | 0 | 0 | 0 | 0 | 0 | 0 | 0 | 0 | 0 | 0 | 0 | 0 | 0 | 0 | 0 | 0 | 0 | 0 | 0 | 0 | 0 | 0 | 0 | 0 | 0 | 0 | 0 | 0 | 0 | 0 | 0 | 0 | 0 | 0 | 0 | 0 | 0 | 0 | 0 | 0 | 0 | 0 | 0 | 0 | 0 | 0 | 0 | 0 | 0 | 0 | 0 | 0 | 0 | 0 | 0 | 0 | 0 | 0 | 0 | 0 | 0 | 0 | 0 | 0 | 0 | 0 | 0 | 0 | 0 | 0 | 0 | 0 | 0 | 0 | 0 | 0 | 0 | 0 | 0 | 0 | 0 | 0 | 0 | 0 | 0 | 0 | 0 | 0 | 0 | 0 | 0 | 0 | 0 | 0 | 0 | 0 | 0 | 0 | 0 | 0 | 0 | 0 | 0 | 0 | 0 | 0 | 0 | 0 | 0 | 0 | 0 | 0 | 0 | 0 | 0 | 0 | 0 | 0 | 0 | 0 | 0 | 0 | 0 | 0 | 0 | 0 | 0 | 0 | 0 | 0 | 0 | 0 | 0 | 0 | 0 | 0 | 0 | 0 | 0 | 0 | 0 | 0 | 0 | 0 | 0 | 0 | 0 | 0 | 0 | 0 | 0 | 0 | 0 | 0 | 0 | 0 | 0 | 0 | 0 | 0 | 0 | 0 | 0 | 0 | 0 | 0 | 0 | 0 | 0 | 0 | 0 | 0 | 0 | 0 | 0 | 0 | 0 | 0 | 0 | 0 | 0 | 0 | 0 | 0 | 0 | 0 | 0 | 0 | 0 | 0 | 0 | 0 | 0 | 0 | 0 | 0 | 0 | 0 | 0 | 0 | 0 | 0 | 0 | 0 | 0 | 0 | 0 | 0 | 0 | 0 | 0 | 0 | 0 | 0 | 0 | 0 | 0 | 0 | 0 | 0 | 0 | 0 | 0 | 0 | 0 | 0 | 0 | 0 | 0 | 0 | 0 | 0 | 0 | 0 | 0 | 0 | 0 | 0 | 0 | 0 | 0 | 0 | 0 | 0 | 0 | 0 | 0 | 0 | 0 | 0 | 0 | 0 | 0 | 0 | 0 | 0 | 0 | 0 | 0 | 0 | 0 | 0 | 0 | 0 | 0 | 0 | 0 | 0 | 0 | 0 | 0 | 0 | 0 | 0 | 0 | 0 | 0 | 0 | 0 | 0 | 0 | 0 | 0 | 0 | 0 | 0 | 0 | 0 | 0 | 0 | 0 | 0 | 0 | 0 | 0 | 0 | 0 | 0 | 0 | 0 | 0 | 0 | 0 | 0 | 0 | 0 | 0 | 0 | 0 | 0 | 0 | 0 | 0 | 0 | 0 | 0 | 0 | 0 | 0 | 0 | 0 | 0 | 0 | 0 | 0 | 0 | 0 | 0 | 0 | 0 | 0 | 0 | 0 | 0 | 0 | 0 | 0 | 0 | 0 | 0 | 0 | 0 | 0 | 0 | 0 | 0 | 0 | 0 | 0 | 0 | 0 | 0 | 0 | 0 | 0 | 0 | 0 | 0 | 0 | 0 | 0 | 0 | 0 | 0 | 0 | 0 | 0 | 0 | 0 | 0 | 0 | 0 | 0 | 0 | 0 | 0 | 0 | 0 | 0 | 0 | 0 | 0 | 0 | 0 | 0 | 0 | 0 | 0 | 0 | 0 | 0 | 0 | 0 | 0 | 0 | 0 | 0 | 0 | 0 | 0 | 0 | 0 | 0 | 0 | 0 | 0 | 0 | 0 | 0 | 0 | 0 | 0 | 0 | 0 | 0 | 0 | 0 | 0 | 0 | 0 | 0 | 0 | 0 | 0 | 0 | 0 | 0 | 0 | 0 | 0 | 0 | 0 | 0 | 0 | 0 | 0 | 0 | 0 | 0 | 0 | 0 | 0 | 0 | 0 | 0 | 0 | 0 | 0 | 0 | 0 | 0 | 0 | 0 | 0 | 0 | 0 | 0 | 0 | 0 | 0 | 0 | 0 | 0 | 0 | 0 | 0 | 0 | 0 | 0 | 0 | 0 | 0 | 0 | 0 | 0 | 0 | 0 | 0 | 0 | 0 | 0 | 0 | 0 | 0 | 0 | 0 | 0 | 0 | 0 | 0 | 0 | 0 | 0 | 0 | 0 | 0 | 0 | 0 | 0 | 0 | 0 | 0 | 0 | 0 | 0 | 0 | 0 | 0 | 0 | 0 | 0 | 0 | 0 | 0 | 0 | 0 | 0 | 0 | 0 | 0 | 0 | 0 | 0 | 0 | 0 | 0 | 0 | 0 | 0 | 0 | 0 | 0 | 0 | 0 | 0 | 0 | 0 | 0 | 0 | 0 | 0 | 0 | 0 | 0 | 0 | 0 | 0 | 0 | 0 | 0 | 0 | 0 | 0 | 0 | 0 | 0 | 0 | 0 | 0 | 0 | 0 | 0 | 0 | 0 | 0 | 0 | 0 | 0 | 0 | 0 | 0 | 0 | 0 | 0 | 0 | 0 | 0 | 0 | 0 | 0 | 0 | 0 | 0 | 0 | 0 | 0 | 0 | 0 | 0 | 0 | 0 | 0 | 0 | 0 | 0 | 0 | 0 | 0 | 0 | 0 | 0 | 0 | 0 | 0 | 0 | 0 | 0 | 0 | 0 | 0 | 0 | 0 | 0 | 0 | 0 | 0 | 0 | 0 | 0 | 0 | 0 | 0 | 0 | 0 | 0 | 0 | 0 | 0 | 0 | 0 | 0 | 0 | 0 | 0 | 0 | 0 | 0 | 0 | 0 | 0 | 0 | 0 | 0 | 0 | 0 | 0 | 0 | 0 | 0 | 0 | 0 | 0 | 0 | 0 | 0 | 0 | 0 | 0 | 0 | 0 | 0 | 0 | 0 | 0 | 0 | 0 | 0 | 0 | 0 | 0 | 0 | 0 | 0 | 0 | 0 | 0 | 0 | 0 | 0 | 0 | 0 | 0 | 0 | 0 | 0 | 0 | 0 | 0 | 0 | 0 | 0 | 0 | 0 | 0 | 0 | 0 | 0 | 0 | 0 | 0 | 0 | 0 | 0 | 0 | 0 | 0 | 0 | 0 | 0 | 0 | 0 | 0 | 0 | 0 | 0 | 0 | 0 | 0 | 0 | 0 | 0 | 0 | 0 | 0 | 0 | 0 | 0 | 0 | 0 | 0 | 0 | 0 | 0 | 0 | 0 | 0 | 0 | 0 | 0 | 0 | 0 | 0 | 0 | 0 | 0 | 0 | 0 | 0 | 0 | 0 | 0 | 0 | 0 | 0 | 0 | 0 | 0 | 0 | 0 | 0 | 0 | 0 | 0 | 0 | 0 | 0 | 0 | 0 | 0 | 0 | 0 | 0 | 0 | 0 | 0 | 0 | 0 | 0 | 0 | 0 | 0 | 0 | 0 | 0 | 0 | 0 | 0 | 0 | 0 | 0 | 0 | 0 | 0 | 0 | 0 | 0 | 0 | 0 | 0 | 0 | 0 | 0 | 0 | 0 | 0 | 0 | 0 | 0 | 0 | 0 | 0 | 0 | 0 | 0 | 0 | 0 | 0 | 0 | 0 | 0 | 0 | 0 | 0 | 0 | 0 | 0 | 0 | 0 | 0 | 0 | 0 | 0 | 0 | 0 | 0 | 0 | 0 | 0 | 0 | 0 | 0 | 0 | 0 | 0 | 0 | 0 | 0 | 0 | 0 | 0 | 0 | 0 | 0 | 0 | 0 | 0 | 0 | 0 | 0 | 0 | 0 | 0 | 0 | 0 | 0 | 0 | 0 | 0 | 0 | 0 | 0 | 0 | 0 | 0 | 0 | 0 | 0 | 0 | 0 | 0 | 0 | 0 | 0 | 0 | 0 | 0 | 0 | 0 | 0 | 0 | 0 | 0 | 0 | 0 | 0 | 0 | 0 | 0 | 0 | 0 | 0 | 0 | 0 | 0 | 0 | 0 | 0 | 0 | 0 | 0 | 0 | 0 | 0 | 0 | 0 | 0 | 0 | 0 | 0 | 0 | 0 | 0 | 0 | 0 | 0 | 0 | 0 | 0 | 0 | 0 | 0 | 0 | 0 | 0 | 0 | 0 | 0 | 0 | 0 | 0 | 0 | 0 | 0 | 0 | 0 | 0 | 0 | 0 | 0 | 0 | 0 | 0 | 0 | 0 | 0 | 0 | 0 | 0 | 0 | 0 | 0 | 0 | 0 | 0 | 0 | 0 | 0 | 0 | 0 | 0 | 0 | 0 | 0 | 0 | 0 | 0 | 0 | 0 | 0 | 0 | 0 | 0 | 0 | 0 | 0 | 0 | 0 | 0 | 0 | 0 | 0 | 0 | 0 | 0 | 0 | 0 | 0 | 0 | 0 | 0 | 0 | 0 | 0 | 0 | 0 | 0 | 0 | 0 | 0 | 0 | 0 | 0 | 0 | 0 | 0 | 0 | 0 | 0 | 0 | 0 | 0 | 0 | 0 | 0 | 0 | 0 | 0 | 0 | 0 | 0 | 0 | 0 | 0 | 0 | 0 | 0 | 0 | 0 | 0 | 0 | 0 | 0 | 0 | 0 | 0 | 0 | 0 | 0 | 0 | 0 | 0 | 0 | 0 | 0 | 0 | 0 | 0 | 0 | 0 | 0 | 0 | 0 | 0 | 0 | 0 | 0 | 0 | 0 | 0 | 0 | 0 | 0 | 0 | 0 | 0 | 0 | 0 | 0 | 0 | 0 | 0 | 0 | 0 | 0 | 0 | 0 | 0 | 0 | 0 | 0 | 0 | 0 | 0 | 0 | 0 | 0 | 0 | 0 | 0 | 0 | 0 | 0 | 0 | 0 | 0 | 0 | 0 | 0 | 0 | 0 | 0 | 0 | 0 | 0 | 0 | 0 | 0 | 0 | 0 | 0 | 0 | 0 | 0 | 0 | 0 | 0 | 0 | 0 | 0 | 0 | 0 | 0 | 0 | 0 | 0 | 0 | 0 | 0 | 0 | 0 | 0 | 0 | 0 | 0 | 0 | 0 | 0 | 0 | 0 | 0 | 0 | 0 | 0 | 0 | 0 | 0 | 0 | 0 | 0 | 0 | 0 | 0 | 0 | 0 | 0 | 0 | 0 | 0 | 0 | 0 | 0 | 0 | 0 | 0 | 0 | 0 | 0 | 0 | 0 | 0 | 0 | 0 | 0 | 0 | 0 | 0 | 0 | 0 | 0 | 0 | 0 | 0 | 0 | 0 | 0 | 0 | 0 | 0 | 0 | 0 | 0 | 0 | 0 | 0 | 0 | 0 | 0 | 0 | 0 | 0 | 0 | 0 | 0 | 0 | 0 | 0 | 0 | 0 | 0 | 0 | 0 | 0 | 0 | 0 | 0 | 0 | 0 | 0 | 0 | 0 | 0 | 0 | 0 | 0 | 0 | 0 | 0 | 0 | 0 | 0 | 0 | 0 | 0 | 0 | 0 | 0 | 0 | 0 | 0 | 0 | 0 | 0 | 0 | 0 | 0 | 0 | 0 | 0 | 0 | 0 | 0 | 0 | 0 | 0 | 0 | 0 | 0 | 0 | 0 | 0 | 0 | 0 | 0 | 0 | 0 | 0 | 0 | 0 | 0 | 0 | 0 | 0 | 0 | 0 | 0 | 0 | 0 | 0 | 0 | 0 | 0 | 0 | 0 | 0 | 0 | 0 | 0 | 0 | 0 | 0 | 0 | 0 | 0 | 0 | 0 | 0 | 0 | 0 | 0 | 0 | 0 | 0 | 0 | 0 | 0 | 0 | 0 | 0 | 0 | 0 | 0 | 0 | 0 | 0 | 0 | 0 | 0 | 0 | 0 | 0 | 0 | 0 | 0 | 0 | 0 | 0 | 0 | 0 | 0 | 0 | 0 | 0 | 0 | 0 | 0 | 0 | 0 | 0 | 0 | 0 | 0 | 0 | 0 | 0 | 0 | 0 | 0 | 0 | 0 | 0 | 0 | 0 | 0 | 0 | 0 | 0 | 0 | 0 | 0 | 0 | 0 | 0 | 0 | 0 | 0 | 0 | 0 | 0 | 0 | 0 | 0 | 0 | 0 | 0 | 0 | 0 | 0 | 0 | 0 | 0 | 0 | 0 | 0 | 0 | 0 | 0 | 0 | 0 | 0 | 0 | 0 | 0 | 0 | 0 | 0 | 0 | 0 | 0 | 0 | 0 | 0 | 0 | 0 | 0 | 0 | 0 | 0 | 0 | 0 | 0 | 0 | 0 | 0 | 0 | 0 | 0 | 0 | 0 | 0 | 0 | 0 | 0 | 0 | 0 | 0 | 0 | 0 | 0 | 0 | 0 | 0 | 0 | 0 | 0 | 0 | 0 | 0 | 0 | 0 | 0 | 0 | 0 | 0 | 0 | 0 | 0 | 0 | 0 | 0 | 0 | 0 | 0 | 0 | 0 | 0 | 0 | 0 | 0 | 0 | 0 | 0 | 0 | 0 | 0 | 0 | 0 | 0 | 0 | 0 | 0 | 0 | 0 | 0 | 0 | 0 | 0 | 0 | 0 | 0 | 0 | 0 | 0 | 0 | 0 | 0 | 0 | 0 | 0 | 0 | 0 | 0 | 0 | 0 | 0 | 0 | 0 | 0 | 0 | 0 | 0 | 0 | 0 | 0 | 0 | 0 | 0 | 0 | 0 | 0 | 0 | 0 | 0 | 0 | 0 | 0 | 0 | 0 | 0 | 0 | 0 | 0 | 0 | 0 | 0 | 0 | 0 | 0 | 0 | 0 | 0 | 0 | 0 | 0 | 0 | 0 | 0 | 0 | 0 | 0 | 0 | 0 | 0 | 0 | 0 | 0 | 0 | 0 | 0 | 0 | 0 | 0 | 0 | 0 | 0 | 0 | 0 | 0 | 0 | 0 | 0 | 0 | 0 | 0 | 0 | 0 | 0 | 0 | 0 | 0 | 0 | 0 | 0 | 0 | 0 | 0 | 0 | 0 | 0 | 0 | 0 | 0 | 0 | 0 | 0 | 0 | 0 | 0 | 0 | 0 | 0 | 0 | 0 | 0 | 0 | 0 | 0 | 0 | 0 | 0 | 0 | 0 | 0 | 0 | 0 | 0 | 0 | 0 | 0 | 0 | 0 | 0 | 0 | 0 | 0 | 0 | 0 | 0 | 0 | 0 | 0 | 0 | 0 | 0 | 0 | 0 | 0 | 0 | 0 | 0 | 0 | 0 | 0 | 0 | 0 | 0 | 0 | 0 | 0 | 0 | 0 | 0 | 0 | 0 | 0 | 0 | 0 | 0 | 0 | 0 | 0 | 0 | 0 | 0 | 0 | 0 | 0 | 0 | 0 | 0 | 0 | 0 | 0 | 0 | 0 | 0 | 0 | 0 | 0 | 0 | 0 | 0 | 0 | 0 | 0 | 0 | 0 | 0 | 0 | 0 | 0 | 0 | 0 | 0 | 0 | 0 | 0 | 0 | 0 | 0 | 0 | 0 | 0 | 0 | 0 | 0 | 0 | 0 | 0 | 0 | 0 | 0 | 0 | 0 | 0 | 0 | 0 | 0 | 0 | 0 | 0 | 0 | 0 | 0 | 0 | 0 | 0 | 0 | 0 | 0 | 0 | 0 | 0 | 0 | 0 | 0 | 0 | 0 | 0 | 0 | 0 | 0 | 0 | 0 | 0 | 0 | 0 | 0 | 0 | 0 | 0 | 0 | 0 | 0 | 0 | 0 | 0 | 0 | 0 | 0 | 0 | 0 | 0 | 0 | 0 | 0 | 0 | 0 | 0 | 0 | 0 | 0 | 0 | 0 | 0 | 0 | 0 | 0 | 0 | 0 | 0 | 0 | 0 | 0 | 0 | 0 | 0 | 0 | 0 | 0 | 0 | 0 | 0 | 0 | 0 | 0 | 0 | 0 | 0 | 0 | 0 | 0 | 0 | 0 | 0 | 0 | 0 | 0 | 0 | 0 | 0 | 0 | 0 | 0 | 0 | 0 | 0 | 0 | 0 | 0 | 0 | 0 | 0 | 0 | 0 | 0 | 0 | 0 | 0 | 0 | 0 | 0 | 0 | 0 | 0 | 0 | 0 | 0 | 0 | 0 | 0 | 0 | 0 | 0 | 0 | 0 | 0 | 0 | 0 | 0 | 0 | 0 | 0 | 0 | 0 | 0 | 0 | 0 | 0 | 0 | 0 | 0 | 0 | 0 | 0 | 0 | 0 | 0 | 0 | 0 | 0 | 0 | 0 | 0 | 0 | 0 | 0 | 0 | 0 | 0 | 0 | 0 | 0 | 0 | 0 | 0 | 0 | 0 | 0 | 0 | 0 | 0 | 0 | 0 | 0 | 0 | 0 | 0 | 0 | 0 | 0 | 0 | 0 | 0 | 0 | 0 | 0 | 0 | 0 | 0 | 0 | 0 | 0 | 0 | 0 | 0 | 0 | 0 | 0 | 0 | 0 | 0 | 0 | 0 | 0 | 0 | 0 | 0 | 0 | 0 | 0 | 0 | 0 | 0 | 0 | 0 | 0 | 0 | 0 | 0 | 0 | 0 | 0 | 0 | 0 | 0 | 0 | 0 | 0 | 0 | 0 | 0 | 0 | 0 | 0 | 0 | 0 | 0 | 0 | 0 | 0 | 0 | 0 | 0 | 0 | 0 | 0 | 0 | 0 | 0 | 0 | 0 | 0 | 0 | 0 | 0 | 0 | 0 | 0 | 0 | 0 | 0 | 0 | 0 | 0 | 0 | 0 | 0 | 0 | 0 | 0 | 0 | 0 | 0 | 0 | 0 | 0 | 0 | 0 | 0 | 0 | 0 | 0 | 0 | 0 | 0 | 0 | 0 | 0 | 0 | 0 | 0 | 0 | 0 | 0 | 0 | 0 | 0 | 0 | 0 | 0 | 0 | 0 | 0 | 0 | 0 | 0 | 0 | 0 | 0 | 0 | 0 | 0 | 0 | 0 | 0 | 0 | 0 | 0 | 0 | 0 | 0 | 0 | 0 | 0 | 0 | 0 | 0 | 0 | 0 | 0 | 0 | 0 | 0 | 0 | 0 | 0 | 0 | 0 | 0 | 0 | 0 | 0 | 0 | 0 | 0 | 0 | 0 | 0 | 0 | 0 | 0 | 0 | 0 | 0 | 0 | 0 | 0 | 0 | 0 | 0 | 0 | 0 | 0 | 0 | 0 | 0 | 0 | 0 | 0 | 0 | 0 | 0 | 0 | 0 | 0 | 0 | 0 | 0 | 0 | 0 | 0 | 0 | 0 | 0 | 0 | 0 | 0 | 0 | 0 | 0 | 0 | 0 | 0 | 0 | 0 | 0 | 0 | 0 | 0 | 0 | 0 | 0 | 0 | 0 | 0 | 0 | 0 | 0 | 0 | 0 | 0 | 0 | 0 | 0 | 0 | 0 | 0 | 0 | 0 | 0 | 0 | 0 | 0 | 0 | 0 | 0 | 0 | 0 | 0 | 0 | 0 | 0 | 0 | 0 | 0 | 0 | 0 | 0 | 0 | 0 | 0 | 0 | 0 | 0 | 0 | 0 | 0 | 0 | 0 | 0 | 0 | 0 | 0 | 0 | 0 | 0 | 0 | 0 | 0 | 0 | 0 | 0 | 0 | 0 | 0 | 0 | 0 | 0 | 0 | 0 | 0 | 0 | 0 | 0 | 0 | 0 | 0 | 0 | 0 | 0 | 0 | 0 | 0 | 0 | 0 | 0 | 0 | 0 | 0 | 0 | 0 | 0 | 0 | 0 | 0 | 0 | 0 | 0 | 0 | 0 | 0 | 0 | 0 | 0 | 0 | 0 | 0 | 0 | 0 | 0 | 0 | 0 | 0 | 0 | 0 | 0 | 0 | 0 | 0 | 0 | 0 | 0 | 0 | 0 | 0 | 0 | 0 | 0 | 0 | 0 | 0 | 0 | 0 | 0 | 0 | 0 | 0 | 0 | 0 | 0 | 0 | 0 | 0 | 0 | 0 | 0 | 0 | 0 | 0 | 0 | 0 | 0 | 0 | 0 | 0 | 0 | 0 | 0 | 0 | 0 | 0 | 0 | 0 | 0 | 0 | 0 | 0 | 0 | 0 | 0 | 0 | 0 | 0 | 0 | 0 | 0 | 0 | 0 | 0 | 0 | 0 | 0 | 0 | 0 | 0 | 0 | 0 | 0 | 0 | 0 | 0 | 0 | 0 | 0 | 0 | 0 | 0 | 0 | 0 | 0 | 0 | 0 | 0 | 0 | 0 | 0 | 0 | 0 | 0 | 0 | 0 | 0 | 0 | 0 | 0 | 0 | 0 | 0 | 0 | 0 | 0 | 0 | 0 | 0 | 0 | 0 | 0 | 0 | 0 | 0 | 0 | 0 | 0 | 0 | 0 | 0 | 0 | 0 | 0 | 0 | 0 | 0 | 0 | 0 | 0 | 0 | 0 | 0 | 0 | 0 | 0 | 0 | 0 | 0 | 0 | 0 | 0 | 0 | 0 | 0 | 0 | 0 | 0 | 0 | 0 | 0 | 0 | 0 | 0 | 0 | 0 | 0 | 0 | 0 | 0 | 0 | 0 | 0 | 0 | 0 | 0 | 0 | 0 | 0 | 0 | 0 | 0 | 0 | 0 | 0 | 0 | 0 | 0 | 0 | 0 | 0 | 0 | 0 | 0 | 0 | 0 | 0 | 0 | 0 | 0 | 0 | 0 | 0 | 0 | 0 | 0 | 0 | 0 | 0 | 0 | 0 | 0 | 0 | 0 | 0 | 0 | 0 | 0 | 0 | 0 | 0 | 0 | 0 | 0 | 0 | 0 | 0 | 0 | 0 | 0 | 0 | 0 | 0 | 0 | 0 | 0 | 0 | 0 | 0 | 0 | 0 | 0 | 0 | 0 | 0 | 0 | 0 | 0 | 0 | 0 | 0 | 0 | 0 | 0 | 0 | 0 | 0 | 0 | 0 | 0 | 0 | 0 | 0 | 0 | 0 | 0 | 0 | 0 | 0 | 0 | 0 | 0 | 0 | 0 | 0 | 0 | 0 | 0 | 0 | 0 | 0 | 0 | 0 | 0 | 0 | 0 | 0 | 0 | 0 | 0 | 0 | 0 | 0 | 0 | 0 | 0 | 0 | 0 | 0 | 0 | 0 | 0 | 0 | 0 | 0 | 0 | 0 | 0 | 0 | 0 | 0 | 0 | 0 | 0 | 0 | 0 | 0 | 0 | 0 | 0 | 0 | 0 | 0 | 0 | 0 | 0 | 0 | 0 | 0 | 0 | 0 | 0 | 0 | 0 | 0 | 0 | 0 | 0 | 0 | 0 | 0 | 0 | 0 | 0 | 0 | 0 | 0 | 0 | 0 | 0 | 0 | 0 | 0 | 0 | 0 | 0 | 0 | 0 | 0 | 0 | 0 | 0 | 0 | 0 | 0 | 0 | 0 | 0 | 0 | 0 | 0 | 0 | 0 | 0 | 0 | 0 | 0 | 0 | 0 | 0 | 0 | 0 | 0 | 0 | 0 | 0 | 0 | 0 | 0 | 0 | 0 | 0 | 0 | 0 | 0 | 0 | 0 | 0 | 0 | 0 | 0 | 0 | 0 | 0 | 0 | 0 | 0 | 0 | 0 | 0 | 0 | 0 | 0 | 0 | 0 | 0 | 0 | 0 | 0 | 0 | 0 | 0 | 0 | 0 | 0 | 0 | 0 | 0 | 0 | 0 | 0 | 0 | 0 | 0 | 0 | 0 | 0 | 0 | 0 | 0 | 0 | 0 | 0 | 0 | 0 | 0 | 0 | 0 | 0 | 0 | 0 | 0 | 0 | 0 | 0 | 0 | 0 | 0 | 0 | 0 | 0 | 0 | 0 | 0 | 0 | 0 | 0 | 0 | 0 | 0 | 0 | 0 | 0 | 0 | 0 | 0 | 0 | 0 | 0 | 0 | 0 | 0 | 0 | 0 | 0 | 0 | 0 | 0 | 0 | 0 | 0 | 0 | 0 | 0 | 0 | 0 | 0 | 0 | 0 | 0 | 0 | 0 | 0 | 0 | 0 | 0 | 0 | 0 | 0 | 0 | 0 | 0 | 0 | 0 | 0 | 0 | 0 | 0 | 0 | 0 | 0 | 0 | 0 | 0 | 0 | 0 | 0 | 0 | 0 | 0 | 0 | 0 | 0 | 0 | 0 | 0 | 0 | 0 | 0 | 0 | 0 | 0 | 0 | 0 | 0 | 0 | 0 | 0 | 0 | 0 | 0 | 0 | 0 | 0 | 0 | 0 | 0 | 0 | 0 | 0 | 0 | 0 | 0 | 0 | 0 | 0 | 0 | 0 | 0 | 0 | 0 | 0 | 0 | 0 | 0 | 0 | 0 | 0 | 0 | 0 | 0 | 0 | 0 | 0 | 0 | 0 | 0 | 0 | 0 | 0 | 0 | 0 | 0 | 0 | 0 | 0 | 0 | 0 | 0 | 0 | 0 | 0 | 0 | 0 | 0 | 0 | 0 | 0 | 0 | 0 | 0 | 0 | 0 | 0 | 0 | 0 | 0 | 0 | 0 | 0 | 0 | 0 | 0 | 0 | 0 | 0 | 0 | 0 | 0 | 0 | 0 | 0 | 0 | 0 | 0 | 0 | 0 | 0 | 0 | 0 | 0 | 0 | 0 | 0 | 0 | 0 | 0 | 0 | 0 | 0 | 0 | 0 | 0 | 0 | 0 | 0 | 0 | 0 | 0 | 0 | 0 | 0 | 0 | 0 | 0 | 0 | 0 | 0 | 0 | 0 | 0 | 0 | 0 | 0 | 0 | 0 | 0 | 0 | 0 | 0 | 0 | 0 | 0 | 0 | 0 | 0 | 0 | 0 | 0 | 0 | 0 | 0 | 0 | 0 | 0 | 0 | 0 | 0 | 0 | 0 | 0 | 0 | 0 | 0 | 0 | 0 | 0 | 0 | 0 | 0 | 0 | 0 | 0 | 0 | 0 | 0 | 0 | 0 | 0 | 0 | 0 | 0 | 0 | 0 | 0 | 0 | 0 | 0 | 0 | 0 | 0 | 0 | 0 | 0 | 0 | 0 | 0 | 0 | 0 | 0 | 0 | 0 | 0 | 0 | 0 | 0 | 0 | 0 | 0 | 0 | 0 | 0 | 0 | 0 | 0 | 0 | 0 | 0 | 0 | 0 | 0 | 0 | 0 | 0 | 0 | 0 | 0 | 0 | 0 | 0 | 0 | 0 | 0 | 0 | 0 | 0 | 0 | 0 | 0 | 0 | 0 | 0 | 0 | 0 | 0 | 0 | 0 | 0 | 0 | 0 | 0 | 0 | 0 | 0 | 0 | 0 | 0 | 0 | 0 | 0 | 0 | 0 | 0 | 0 | 0 | 0 | 0 | 0 | 0 | 0 | 0 | 0 | 0 | 0 | 0 | 0 | 0 | 0 | 0 | 0 | 0 | 0 | 0 | 0 | 0 | 0 | 0 | 0 | 0 | 0 | 0 | 0 | 0 | 0 | 0 | 0 | 0 | 0 | 0 | 0 | 0 | 0 | 0 | 0 | 0 | 0 | 0 | 0 | 0 | 0 | 0 | 0 | 0 | 0 | 0 | 0 | 0 | 0 | 0 | 0 | 0 | 0 | 0 | 0 | 0 | 0 | 0 | 0 | 0 | 0 | 0 | 0 | 0 | 0 | 0 | 0 | 0 | 0 | 0 | 0 | 0 | 0 | 0 | 0 | 0 | 0 | 0 | 0 | 0 | 0 | 0 | 0 | 0 | 0 | 0 | 0 | 0 | 0 | 0 | 0 | 0 | 0 | 0 | 0 | 0 | 0 | 0 | 0 | 0 | 0 | 0 | 0 | 0 | 0 | 0 | 0 | 0 | 0 | 0 | 0 | 0 | 0 | 0 | 0 | 0 | 0 | 0 | 0 | 0 | 0 | 0 | 0 | 0 | 0 | 0 | 0 | 0 | 0 | 0 | 0 | 0 | 0 | 0 | 0 | 0 | 0 | 0 | 0 | 0 | 0 | 0 | 0 | 0 | 0 | 0 | 0 | 0 | 0 | 0 | 0 | 0 | 0 | 0 | 0 | 0 | 0 | 0 | 0 | 0 | 0 | 0 | 0 | 0 | 0 | 0 | 0 | 0 | 0 | 0 | 0 | 0 | 0 | 0 | 0 | 0 | 0 | 0 | 0 | 0 | 0 | 0 | 0 | 0 | 0 | 0 | 0 | 0 | 0 | 0 | 0 | 0 | 0 | 0 | 0 | 0 | 0 | 0 | 0 | 0 | 0 | 0 | 0 | 0 | 0 | 0 | 0 | 0 | 0 | 0 | 0 | 0 | 0 | 0 | 0 | 0 | 0 | 0 | 0 | 0 | 0 | 0 | 0 | 0 | 0 | 0 | 0 | 0 | 0 | 0 | 0 | 0 | 0 | 0 | 0 | 0 | 0 | 0 | 0 | 0 | 0 | 0 | 0 | 0 | 0 | 0 | 0 | 0 | 0 | 0 | 0 | 0 | 0 | 0 | 0 | 0 | 0 | 0 | 0 | 0 | 0 | 0 | 0 | 0 | 0 | 0 | 0 | 0 | 0 | 0 | 0 | 0 | 0 | 0 | 0 | 0 | 0 | 0 | 0 | 0 | 0 | 0 | 0 | 0 | 0 | 0 | 0 | 0 | 0 | 0 | 0 | 0 | 0 | 0 | 0 | 0 | 0 | 0 | 0 | 0 | 0 | 0 | 0 | 0 | 0 | 0 | 0 | 0 | 0 | 0 | 0 | 0 | 0 | 0 | 0 | 0 | 0 | 0 | 0 | 0 | 0 | 0 | 0 | 0 | 0 | 0 | 0 | 0 | 0 | 0 | 0 | 0 | 0 | 0 | 0 | 0 | 0 | 0 | 0 | 0 | 0 | 0 | 0 | 0 | 0 | 0 | 0 | 0 | 0 | 0 | 0 | 0 | 0 | 0 | 0 | 0 | 0 | 0 | 0 | 0 | 0 | 0 | 0 | 0 | 0 | 0 | 0 | 0 | 0 | 0 | 0 | 0 | 0 | 0 | 0 | 0 | 0 | 0 | 0 | 0 | 0 | 0 | 0 | 0 | 0 | 0 | 0 | 0 | 0 | 0 | 0 | 0 | 0 | 0 | 0 | 0 | 0 | 0 | 0 | 0 | 0 | 0 | 0 | 0 | 0 | 0 | 0 | 0 | 0 | 0 | 0 | 0 | 0 | 0 | 0 | 0 | 0 | 0 | 0 | 0 | 0 | 0 | 0 | 0 | 0 | 0 | 0 | 0 | 0 | 0 | 0 | 0 | 0 | 0 | 0 | 0 | 0 | 0 | 0 | 0 | 0 | 0 | 0 | 0 | 0 | 0 | 0 | 0 | 0 | 0 | 0 | 0 | 0 | 0 | 0 | 0 | 0 | 0 | 0 | 0 | 0 | 0 | 0 | 0 | 0 | 0 | 0 | 0 | 0 | 0 | 0 | 0 | 0 | 0 | 0 | 0 | 0 | 0 | 0 | 0 | 0 | 0 | 0 | 0 | 0 | 0 | 0 | 0 | 0 | 0 | 0 | 0 | 0 | 0 | 0 | 0 | 0 | 0 | 0 | 0 | 0 | 0 | 0 | 0 | 0 | 0 | 0 | 0 | 0 | 0 | 0 | 0 | 0 | 0 | 0 | 0 | 0 | 0 | 0 | 0 | 0 | 0 | 0 | 0 | 0 | 0 | 0 | 0 | 0 | 0 | 0 | 0 | 0 | 0 | 0 | 0 | 0 | 0 | 0 | 0 | 0 | 0 | 0 | 0 | 0 | 0 | 0 | 0 | 0 | 0 | 0 | 0 | 0 | 0 | 0 | 0 | 0 | 0 | 0 | 0 | 0 | 0 | 0 | 0 | 0 | 0 | 0 | 0 | 0 | 0 | 0 | 0 | 0 | 0 | 0 | 0 | 0 | 0 | 0 | 0 | 0 | 0 | 0 | 0 | 0 | 0 | 0 | 0 | 0 | 0 | 0 | 0 | 0 | 0 | 0 | 0 | 0 | 0 | 0 | 0 | 0 | 0 | 0 | 0 | 0 | 0 | 0 | 0 | 0 | 0 | 0 | 0 | 0 | 0 | 0 | 0 | 0 | 0 | 0 | 0 | 0 | 0 | 0 | 0 | 0 | 0 | 0 | 0 | 0 | 0 | 0 | 0 | 0 | 0 | 0 | 0 | 0 | 0 | 0 | 0 | 0 | 0 | 0 | 0 | 0 | 0 | 0 | 0 | 0 | 0 | 0 | 0 | 0 | 0 | 0 | 0 | 0 | 0 | 0 | 0 | 0 | 0 | 0 | 0 | 0 | 0 | 0 | 0 | 0 | 0 | 0 | 0 | 0 | 0 | 0 | 0 | 0 | 0 | 0 | 0 | 0 | 0 | 0 | 0 | 0 | 0 | 0 | 0 | 0 | 0 | 0 | 0 | 0 | 0 | 0 | 0 | 0 | 0 | 0 | 0 | 0 | 0 | 0 | 0 | 0 | 0 | 0 | 0 | 0 | 0 | 0 | 0 | 0 | 0 | 0 | 0 | 0 | 0 | 0 | 0 | 0 | 0 | 0 | 0 | 0 | 0 | 0 | 0 | 0 | 0 | 0 | 0 | 0 | 0 | 0 | 0 | 0 | 0 | 0 | 0 | 0 | 0 | 0 | 0 | 0 | 0 | 0 | 0 | 0 | 0 | 0 | 0 | 0 | 0 | 0 | 0 | 0 | 0 | 0 | 0 | 0 | 0 | 0 | 0 | 0 | 0 | 0 | 0 | 0 | 0 | 0 | 0 | 0 | 0 | 0 | 0 | 0 | 0 | 0 | 0 | 0 | 0 | 0 | 0 | 0 | 0 | 0 | 0 | 0 | 0 | 0 | 0 | 0 | 0 | 0 | 0 | 0 | 0 | 0 | 0 | 0 | 0 | 0 | 0 | 0 | 0 | 0 | 0 | 0 | 0 | 0 | 0 | 0 | 0 | 0 | 0 | 0 | 0 | 0 | 0 | 0 | 0 | 0 | 0 | 0 | 0 | 0 | 0 | 0 | 0 | 0 | 0 | 0 | 0 | 0 | 0 | 0 | 0 | 0 | 0 | 0 | 0 | 0 | 0 | 0 | 0 | 0 | 0 | 0 | 0 | 0 | 0 | 0 | 0 | 0 | 0 | 0 | 0 | 0 | 0 | 0 | 0 | 0 | 0 | 0 | 0 | 0 | 0 | 0 | 0 | 0 | 0 | 0 | 0 | 0 | 0 | 0 | 0 | 0 | 0 | 0 | 0 | 0 | 0 | 0 | 0 | 0 | 0 | 0 | 0 | 0 | 0 | 0 | 0 | 0 | 0 | 0 | 0 | 0 | 0 | 0 | 0 | 0 | 0 | 0 | 0 | 0 | 0 | 0 | 0 | 0 | 0 | 0 | 0 | 0 | 0 | 0 | 0 | 0 | 0 | 0 | 0 | 0 | 0 | 0 | 0 | 0 | 0 | 0 | 0 | 0 | 0 | 0 | 0 | 0 | 0 | 0 | 0 | 0 | 0 | 0 | 0 | 0 | 0 | 0 | 0 | 0 | 0 | 0 | 0 | 0 | 0 | 0 | 0 | 0 | 0 | 0 | 0 | 0 | 0 | 0 | 0 | 0 | 0 | 0 | 0 | 0 | 0 | 0 | 0 | 0 | 0 | 0 | 0 | 0 | 0 | 0 | 0 | 0 | 0 | 0 | 0 | 0 | 0 | 0 | 0 | 0 | 0 | 0 | 0 | 0 | 0 | 0 | 0 | 0 | 0 | 0 | 0 | 0 | 0 | 0 | 0 | 0 | 0 | 0 | 0 | 0 | 0 | 0 | 0 | 0 | 0 | 0 | 0 | 0 | 0 | 0 | 0 | 0 | 0 | 0 | 0 | 0 | 0 | 0 | 0 | 0 | 0 | 0 | 0 | 0 | 0 | 0 | 0 | 0 | 0 | 0 | 0 | 0 | 0 | 0 | 0 | 0 | 0 | 0 | 0 | 0 | 0 | 0 | 0 | 0 | 0 | 0 | 0 | 0 | 0 | 0 | 0 | 0 | 0 | 0 | 0 | 0 | 0 | 0 | 0 | 0 | 0 | 0 | 0 | 0 | 0 | 0 | 0 | 0 | 0 | 0 | 0 | 0 | 0 | 0 | 0 | 0 | 0 | 0 | 0 | 0 | 0 | 0 | 0 | 0 | 0 | 0 | 0 | 0 | 0 | 0 | 0 | 0 | 0 | 0 | 0 | 0 | 0 | 0 | 0 | 0 | 0 | 0 | 0 | 0 | 0 | 0 | 0 | 0 | 0 | 0 | 0 | 0 | 0 | 0 | 0 | 0 | 0 | 0 | 0 | 0 | 0 | 0 | 0 | 0 | 0 | 0 | 0 | 0 | 0 | 0 | 0 | 0 | 0 | 0 | 0 | 0 | 0 | 0 | 0 | 0 | 0 | 0 | 0 | 0 | 0 | 0 | 0 | 0 | 0 | 0 | 0 | 0 | 0 | 0 | 0 | 0 | 0 | 0 | 0 | 0 | 0 | 0 | 0 | 0 | 0 | 0 | 0 | 0 | 0 | 0 | 0 | 0 | 0 | 0 | 0 | 0 | 0 | 0 | 0 | 0 | 0 | 0 | 0 | 0 | 0 | 0 | 0 | 0 | 0 | 0 | 0 | 0 | 0 | 0 | 0 | 0 | 0 | 0 | 0 | 0 | 0 | 0 | 0 | 0 | 0 | 0 | 0 | 0 | 0 | 0 | 0 | 0 | 0 | 0 | 0 | 0 | 0 | 0 | 0 | 0 | 0 | 0 | 0 | 0 | 0 | 0 | 0 | 0 | 0 | 0 | 0 | 0 | 0 | 0 | 0 | 0 | 0 | 0 | 0 | 0 | 0 | 0 | 0 | 0 | 0 | 0 | 0 | 0 | 0 | 0 | 0 | 0 | 0 | 0 | 0 | 0 | 0 | 0 | 0 | 0 | 0 | 0 | 0 | 0 | 0 | 0 | 0 | 0 | 0 | 0 | 0 | 0 | 0 | 0 | 0 | 0 | 0 | 0 | 0 | 0 | 0 | 0 | 0 | 0 | 0 | 0 | 0 | 0 | 0 | 0 | 0 | 0 | 0 | 0 | 0 | 0 | 0 | 0 | 0 | 0 | 0 | 0 | 0 | 0 | 0 | 0 | 0 | 0 | 0 | 0 | 0 | 0 | 0 | 0 | 0 | 0 | 0 | 0 | 0 | 0 | 0 | 0 | 0 | 0 | 0 | 0 | 0 | 0 | 0 | 0 | 0 | 0 | 0 | 0 | 0 | 0 | 0 | 0 | 0 | 0 | 0 | 0 | 0 | 0 | 0 | 0 | 0 | 0 | 0 | 0 | 0 | 0 | 0 | 0 | 0 | 0 | 0 | 0 | 0 | 0 | 0 | 0 | 0 | 0 | 0 | 0 | 0 | 0 | 0 | 0 | 0 | 0 | 0 | 0 | 0 | 0 | 0 | 0 | 0 | 0 | 0 | 0 | 0 | 0 | 0 | 0 | 0 | 0 | 0 | 0 | 0 | 0 | 0 | 0 | 0 | 0 | 0 | 0 | 0 | 0 | 0 | 0 | 0 | 0 | 0 | 0 | 0 | 0 | 0 | 0 | 0 | 0 | 0 | 0 | 0 | 0 | 0 | 0 | 0 | 0 | 0 | 0 | 0 | 0 | 0 | 0 | 0 | 0 | 0 | 0 | 0 | 0 | 0 | 0 | 0 | 0 | 0 | 0 | 0 | 0 | 0 | 0 | 0 | 0 | 0 | 0 | 0 | 0 | 0 | 0 | 0 | 0 | 0 | 0 | 0 | 0 | 0 | 0 | 0 | 0 | 0 | 0 | 0 | 0 | 0 | 0 | 0 | 0 | 0 | 0 | 0 | 0 | 0 | 0 | 0 | 0 | 0 | 0 | 0 | 0 | 0 | 0 | 0 | 0 | 0 | 0 | 0 | 0 | 0 | 0 | 0 | 0 | 0 | 0 | 0 | 0 | 0 | 0 | 0 | 0 | 0 | 0 | 0 | 0 | 0 | 0 | 0 | 0 | 0 | 0 | 0 | 0 | 0 | 0 | 0 | 0 | 0 | 0 | 0 | 0 | 0 | 0 | 0 | 0 | 0 | 0 | 0 | 0 | 0 | 0 | 0 | 0 | 0 | 0 | 0 | 0 | 0 | 0 | 0 | 0 | 0 | 0 | 0 | 0 | 0 | 0 | 0 | 0 | 0 | 0 | 0 | 0 | 0 | 0 | 0 | 0 | 0 | 0 | 0 | 0 | 0 | 0 | 0 | 0 | 0 | 0 | 0 | 0 | 0 | 0 | 0 | 0 | 0 | 0 | 0 | 0 | 0 | 0 | 0 | 0 | 0 | 0 | 0 | 0 | 0 | 0 | 0 | 0 | 0 | 0 | 0 | 0 | 0 | 0 | 0 | 0 | 0 | 0 | 0 | 0 | 0 | 0 | 0 | 0 | 0 | 0 | 0 | 0 | 0 | 0 | 0 | 0 | 0 | 0 | 0 | 0 | 0 | 0 | 0 | 0 | 0 | 0 | 0 | 0 | 0 | 0 | 0 | 0 | 0 | 0 | 0 | 0 | 0 | 0 | 0 | 0 | 0 | 0 | 0 | 0 | 0 | 0 | 0 | 0 | 0 | 0 | 0 | 0 | 0 | 0 | 0 | 0 | 0 | 0 | 0 | 0 | 0 | 0 | 0 | 0 | 0 | 0 | 0 | 0 | 0 | 0 | 0 | 0 | 0 | 0 | 0 | 0 | 0 | 0 | 0 | 0 | 0 | 0 | 0 | 0 | 0 | 0 | 0 | 0 | 0 | 0 | 0 | 0 | 0 | 0 | 0 | 0 | 0 | 0 | 0 | 0 | 0 | 0 | 0 | 0 | 0 | 0 | 0 | 0 | 0 | 0 | 0 | 0 | 0 | 0 | 0 | 0 | 0 | 0 | 0 | 0 | 0 | 0 | 0 | 0 | 0 | 0 | 0 | 0 | 0 | 0 | 0 | 0 | 0 | 0 | 0 | 0 | 0 | 0 | 0 | 0 | 0 | 0 | 0 | 0 | 0 | 0 | 0 | 0 | 0 | 0 | 0 | 0 | 0 | 0 | 0 | 0 | 0 | 0 | 0 | 0 | 0 | 0 | 0 | 0 | 0 | 0 | 0 | 0 | 0 | 0 | 0 | 0 | 0 | 0 | 0 | 0 | 0 | 0 | 0 | 0 | 0 | 0 | 0 | 0 | 0 | 0 | 0 | 0 | 0 | 0 | 0 | 0 | 0 | 0 | 0 | 0 | 0 | 0 | 0 | 0 | 0 | 0 | 0 | 0 | 0 | 0 | 0 | 0 | 0 | 0 | 0 | 0 | 0 | 0 | 0 | 0 | 0 | 0 | 0 | 0 | 0 | 0 | 0 | 0 | 0 | 0 | 0 | 0 | 0 | 0 | 0 | 0 | 0 | 0 | 0 | 0 | 0 | 0 | 0 | 0 | 0 | 0 | 0 | 0 | 0 | 0 | 0 | 0 | 0 | 0 | 0 | 0 | 0 | 0 | 0 | 0 | 0 | 0 | 0 | 0 | 0 | 0 | 0 | 0 | 0 | 0 | 0 | 0 | 0 | 0 | 0 | 0 | 0 | 0 | 0 | 0 | 0 | 0 | 0 | 0 | 0 | 0 | 0 | 0 | 0 | 0 | 0 | 0 | 0 | 0 | 0 | 0 | 0 | 0 | 0 | 0 | 0 | 0 | 0 | 0 | 0 | 0 | 0 | 0 | 0 | 0 | 0 | 0 | 0 | 0 | 0 | 0 | 0 | 0 | 0 | 0 | 0 | 0 | 0 | 0 | 0 | 0 | 0 | 0 | 0 | 0 | 0 | 0 | 0 | 0 | 0 | 0 | 0 | 0 | 0 | 0 | 0 | 0 | 0 | 0 | 0 | 0 | 0 | 0 | 0 | 0 | 0 | 0 | 0 | 0 | 0 | 0 | 0 | 0 | 0 | 0 | 0 | 0 | 0 | 0 | 0 | 0 | 0 | 0 | 0 | 0 | 0 | 0 | 0 | 0 | 0 | 0 | 0 | 0 | 0 | 0 | 0 | 0 | 0 | 0 | 0 | 0 | 0 | 0 | 0 | 0 | 0 | 0 | 0 | 0 | 0 | 0 | 0 | 0 | 0 | 0 | 0 | 0 | 0 | 0 | 0 | 0 | 0 | 0 | 0 | 0 | 0 | 0 | 0 | 0 | 0 | 0 | 0 | 0 | 0 | 0 | 0 | 0 | 0 | 0 | 0 | 0 | 0 | 0 | 0 | 0 | 0 | 0 | 0 | 0 | 0 | 0 | 0 | 0 | 0 | 0 | 0 | 0 | 0 | 0 | 0 | 0 | 0 | 0 | 0 | 0 | 0 | 0 | 0 | 0 | 0 | 0 | 0 | 0 | 0 | 0 | 0 | 0 | 0 | 0 | 0 | 0 | 0 | 0 | 0 | 0 | 0 | 0 | 0 | 0 | 0 | 0 | 0 | 0 | 0 | 0 | 0 | 0 | 0 | 0 | 0 | 0 | 0 | 0 | 0 | 0 | 0 | 0 | 0 | 0 | 0 | 0 | 0 | 0 | 0 | 0 | 0 | 0 | 0 | 0 | 0 | 0 | 0 | 0 | 0 | 0 | 0 | 0 | 0 | 0 | 0 | 0 | 0 | 0 | 0 | 0 | 0 | 0 | 0 | 0 | 0 | 0 | 0 | 0 | 0 | 0 | 0 | 0 | 0 | 0 | 0 | 0 | 0 | 0 | 0 | 0 | 0 | 0 | 0 | 0 | 0 | 0 | 0 | 0 | 0 | 0 | 0 | 0 | 0 | 0 | 0 | 0 | 0 | 0 | 0 | 0 | 0 | 0 | 0 | 0 | 0 | 0 | 0 | 0 | 0 | 0 | 0 | 0 | 0 | 0 | 0 | 0 | 0 | 0 | 0 | 0 | 0 | 0 | 0 | 0 | 0 | 0 | 0 | 0 | 0 | 0 | 0 | 0 | 0 | 0 | 0 | 0 | 0 | 0 | 0 | 0 | 0 | 0 | 0 | 0 | 0 | 0 | 0 | 0 | 0 | 0 | 0 | 0 | 0 | 0 | 0 | 0 | 0 | 0 | 0 | 0 | 0 | 0 | 0 | 0 | 0 | 0 | 0 | 0 | 0 | 0 | 0 | 0 | 0 | 0 | 0 | 0 | 0 | 0 | 0 | 0 | 0 | 0 | 0 | 0 | 0 | 0 | 0 | 0 | 0 | 0 | 0 | 0 | 0 | 0 | 0 | 0 | 0 | 0 | 0 | 0 | 0 | 0 | 0 | 0 | 0 | 0 | 0 | 0 | 0 | 0 | 0 | 0 | 0 | 0 | 0 | 0 | 0 | 0 | 0 | 0 | 0 | 0 | 0 | 0 | 0 | 0 | 0 | 0 | 0 | 0 | 0 | 0 | 0 | 0 | 0 | 0 | 0 | 0 | 0 | 0 | 0 | 0 | 0 | 0 | 0 | 0 | 0 | 0 | 0 | 0 | 0 | 0 | 0 | 0 | 0 | 0 | 0 | 0 | 0 | 0 | 0 | 0 | 0 | 0 | 0 | 0 | 0 | 0 | 0 | 0 | 0 | 0 | 0 | 0 | 0 | 0 | 0 | 0 | 0 | 0 | 0 | 0 | 0 | 0 | 0 | 0 | 0 | 0 | 0 | 0 | 0 | 0 | 0 | 0 | 0 | 0 | 0 | 0 | 0 | 0 | 0 | 0 | 0 | 0 | 0 | 0 | 0 | 0 | 0 | 0 | 0 | 0 | 0 | 0 | 0 | 0 | 0 | 0 | 0 | 0 | 0 | 0 | 0 | 0 | 0 | 0 | 0 | 0 | 0 | 0 | 0 | 0 | 0 | 0 | 0 | 0 | 0 | 0 | 0 | 0 | 0 | 0 | 0 | 0 | 0 | 0 | 0 | 0 | 0 | 0 | 0 | 0 | 0 | 0 | 0 | 0 | 0 | 0 | 0 | 0 | 0 | 0 | 0 | 0 | 0 | 0 | 0 | 0 | 0 | 0 | 0 | 0 | 0 | 0 | 0 | 0 | 0 | 0 | 0 | 0 | 0 | 0 | 0 | 0 | 0 | 0 | 0 | 0 | 0 | 0 | 0 | 0 | 0 | 0 | 0 | 0 | 0 | 0 | 0 | 0 | 0 | 0 | 0 | 0 | 0 | 0 | 0 | 0 | 0 | 0 | 0 | 0 | 0 | 0 | 0 | 0 | 0 | 0 | 0 | 0 | 0 | 0 | 0 | 0 | 0 | 0 | 0 | 0 | 0 | 0 | 0 | 0 | 0 | 0 | 0 | 0 | 0 | 0 | 0 | 0 | 0 | 0 | 0 | 0 | 0 | 0 | 0 | 0 | 0 | 0 | 0 | 0 | 0 | 0 | 0 | 0 | 0 | 0 | 0 | 0 | 0 | 0 | 0 | 0 | 0 | 0 | 0 | 0 | 0 | 0 | 0 | 0 | 0 | 0 | 0 | 0 | 0 | 0 | 0 | 0 | 0 | 0 | 0 | 0 | 0 | 0 | 0 | 0 | 0 | 0 | 0 | 0 | 0 | 0 | 0 | 0 | 0 | 0 | 0 | 0 | 0 | 0 | 0 | 0 | 0 | 0 | 0 | 0 | 0 | 0 | 0 | 0 | 0 | 0 | 0 | 0 | 0 | 0 | 0 | 0 | 0 | 0 | 0 | 0 | 0 | 0 | 0 | 0 | 0 | 0 | 0 | 0 | 0 | 0 | 0 | 0 | 0 | 0 | 0 | 0 | 0 | 0 | 0 | 0 | 0 | 0 | 0 | 0 | 0 | 0 | 0 | 0 | 0 | 0 | 0 | 0 | 0 | 0 | 0 | 0 | 0 | 0 | 0 | 0 | 0 | 0 | 0 | 0 | 0 | 0 | 0 | 0 | 0 | 0 | 0 | 0 | 0 | 0 | 0 | 0 | 0 | 0 | 0 | 0 | 0 | 0 | 0 | 0 | 0 | 0 | 0 | 0 | 0 | 0 | 0 | 0 | 0 | 0 | 0 | 0 | 0 | 0 | 0 | 0 | 0 | 0 | 0 | 0 | 0 | 0 | 0 | 0 | 0 | 0 | 0 | 0 | 0 | 0 | 0 | 0 | 0 | 0 | 0 | 0 | 0 | 0 | 0 | 0 | 0 | 0 | 0 | 0 | 0 | 0 | 0 | 0 | 0 | 0 | 0 | 0 | 0 | 0 | 0 | 0 | 0 | 0 | 0 | 0 | 0 | 0 | 0 | 0 | 0 | 0 | 0 | 0 | 0 | 0 | 0 | 0 | 0 | 0 | 0 | 0 | 0 | 0 | 0 | 0 | 0 | 0 | 0 | 0 | 0 | 0 | 0 | 0 | 0 | 0 | 0 | 0 | 0 | 0 | 0 | 0 | 0 | 0 | 0 | 0 | 0 | 0 | 0 | 0 | 0 | 0 | 0 | 0 | 0 | 0 | 0 | 0 | 0 | 0 | 0 | 0 | 0 | 0 | 0 | 0 | 0 | 0 | 0 | 0 | 0 | 0 | 0 | 0 | 0 | 0 | 0 | 0 | 0 | 0 | 0 | 0 | 0 | 0 | 0 | 0 | 0 | 0 | 0 | 0 | 0 | 0 | 0 | 0 | 0 | 0 | 0 | 0 | 0 | 0 | 0 | 0 | 0 | 0 | 0 | 0 | 0 | 0 | 0 | 0 | 0 | 0 | 0 | 0 | 0 | 0 | 0 | 0 | 0 | 0 | 0 | 0 | 0 | 0 | 0 | 0 | 0 | 0 | 0 | 0 | 0 | 0 | 0 | 0 | 0 | 0 | 0 | 0 | 0 | 0 | 0 | 0 | 0 | 0 | 0 | 0 | 0 | 0 | 0 | 0 | 0 | 0 | 0 | 0 | 0 | 0 | 0 | 0 | 0 | 0 | 0 | 0 | 0 | 0 | 0 | 0 | 0 | 0 | 0 | 0 | 0 | 0 | 0 | 0 | 0 | 0 | 0 | 0 | 0 | 0 | 0 | 0 | 0 | 0 | 0 | 0 | 0 | 0 | 0 | 0 | 0 | 0 | 0 | 0 | 0 | 0 | 0 | 0 | 0 | 0 | 0 | 0 | 0 | 0 | 0 | 0 | 0 | 0 | 0 | 0 | 0 | 0 | 0 | 0 | 0 | 0 | 0 | 0 | 0 | 0 | 0 | 0 | 0 | 0 | 0 | 0 | 0 | 0 | 0 | 0 | 0 | 0 | 0 | 0 | 0 | 0 | 0 | 0 | 0 | 0 | 0 | 0 | 0 | 0 | 0 | 0 | 0 | 0 | 0 | 0 | 0 | 0 | 0 | 0 | 0 | 0 | 0 | 0 | 0 | 0 | 0 | 0 | 0 | 0 | 0 | 0 | 0 | 0 | 0 | 0 | 0 | 0 | 0 | 0 | 0 | 0 | 0 | 0 | 0 | 0 | 0 | 0 | 0 | 0 | 0 | 0 | 0 | 0 | 0 | 0 | 0 | 0 | 0 | 0 | 0 | 0 | 0 | 0 | 0 | 0 | 0 | 0 | 0 | 0 | 0 | 0 | 0 | 0 | 0 | 0 | 0 | 0 | 0 | 0 | 0 | 0 | 0 | 0 | 0 | 0 | 0 | 0 | 0 | 0 | 0 | 0 | 0 | 0 | 0 | 0 | 0 | 0 | 0 | 0 | 0 | 0 | 0 | 0 | 0 | 0 | 0 | 0 | 0 | 0 | 0 | 0 | 0 | 0 | 0 | 0 | 0 | 0 | 0 | 0 | 0 | 0 | 0 | 0 | 0 | 0 | 0 | 0 | 0 | 0 | 0 | 0 | 0 | 0 | 0 | 0 | 0 | 0 | 0 | 0 | 0 | 0 | 0 | 0 | 0 | 0 | 0 | 0 | 0 | 0 | 0 | 0 | 0 | 0 | 0 | 0 | 0 | 0 | 0 | 0 | 0 | 0 | 0 | 0 | 0 | 0 | 0 | 0 | 0 | 0 | 0 | 0 | 0 | 0 | 0 | 0 | 0 | 0 | 0 | 0 | 0 | 0 | 0 | 0 | 0 | 0 | 0 | 0 | 0 | 0 | 0 | 0 | 0 | 0 | 0 | 0 | 0 | 0 | 0 | 0 | 0 | 0 | 0 | 0 | 0 | 0 | 0 | 0 | 0 | 0 | 0 | 0 | 0 | 0 | 0 | 0 | 0 | 0 | 0 | 0 | 0 | 0 | 0 | 0 | 0 | 0 | 0 | 0 | 0 | 0 | 0 | 0 | 0 | 0 | 0 | 0 | 0 | 0 | 0 | 0 | 0 | 0 | 0 | 0 | 0 | 0 | 0 | 0 | 0 | 0 | 0 | 0 | 0 | 0 | 0 | 0 | 0 | 0 | 0 | 0 | 0 | 0 | 0 | 0 | 0 | 0 | 0 | 0 | 0 | 0 | 0 | 0 | 0 | 0 | 0 | 0 | 0 | 0 | 0 | 0 | 0 | 0 | 0 | 0 | 0 | 0 | 0 | 0 | 0 | 0 | 0 | 0 | 0 | 0 | 0 | 0 | 0 | 0 | 0 | 0 | 0 | 0 | 0 | 0 | 0 | 0 | 0 | 0 | 0 | 0 | 0 | 0 | 0 | 0 | 0 | 0 | 0 | 0 | 0 | 0 | 0 | 0 | 0 | 0 | 0 | 0 | 0 | 0 | 0 | 0 | 0 | 0 | 0 | 0 | 0 | 0 | 0 | 0 | 0 | 0 | 0 | 0 | 0 | 0 | 0 | 0 | 0 | 0 | 0 | 0 | 0 | 0 | 0 | 0 | 0 | 0 | 0 | 0 | 0 | 0 | 0 | 0 | 0 | 0 | 0 | 0 | 0 | 0 | 0 | 0 | 0 | 0 | 0 | 0 | 0 | 0 | 0 | 0 | 0 | 0 | 0 | 0 | 0 | 0 | 0 | 0 | 0 | 0 | 0 | 0 | 0 | 0 | 0 | 0 | 0 | 0 | 0 | 0 | 0 | 0 | 0 | 0 | 0 | 0 | 0 | 0 | 0 | 0 | 0 | 0 | 0 | 0 | 0 | 0 | 0 | 0 | 0 | 0 | 0 | 0 | 0 | 0 | 0 | 0 | 0 | 0 | 0 | 0 | 0 | 0 | 0 | 0 | 0 | 0 | 0 | 0 | 0 | 0 | 0 | 0 | 0 | 0 | 0 | 0 | 0 | 0 | 0 | 0 | 0 | 0 | 0 | 0 | 0 | 0 | 0 | 0 | 0 | 0 | 0 | 0 | 0 | 0 | 0 | 0 | 0 | 0 | 0 | 0 | 0 | 0 | 0 | 0 | 0 | 0 | 0 | 0 | 0 | 0 | 0 | 0 | 0 | 0 | 0 | 0 | 0 | 0 | 0 | 0 | 0 | 0 | 0 | 0 | 0 | 0 | 0 | 0 | 0 | 0 | 0 | 0 | 0 | 0 | 0 | 0 | 0 | 0 | 0 | 0 | 0 | 0 | 0 | 0 | 0 | 0 | 0 | 0 | 0 | 0 | 0 | 0 | 0 | 0 | 0 | 0 | 0 | 0 | 0 | 0 | 0 | 0 | 0 | 0 | 0 | 0 | 0 | 0 | 0 | 0 | 0 | 0 | 0 | 0 | 0 | 0 | 0 | 0 | 0 | 0 | 0 | 0 | 0 | 0 | 0 | 0 | 0 | 0 | 0 | 0 | 0 | 0 | 0 | 0 | 0 | 0 | 0 | 0 | 0 | 0 | 0 | 0 | 0 | 0 | 0 | 0 | 0 | 0 | 0 | 0 | 0 | 0 | 0 | 0 | 0 | 0 | 0 | 0 | 0 | 0 | 0 | 0 | 0 | 0 | 0 | 0 | 0 | 0 | 0 | 0 | 0 | 0 | 0 | 0 | 0 | 0 | 0 | 0 | 0 | 0 | 0 | 0 | 0 | 0 | 0 | 0 | 0 | 0 | 0 | 0 | 0 | 0 | 0 | 0 | 0 | 0 | 0 | 0 | 0 | 0 | 0 | 0 | 0 | 0 | 0 | 0 | 0 | 0
Bouton 1

## Canada1NRGBonneTemp
Name of The Solution | N° Results | Name of cycle | Type of Cycle | Power Produced by Cycle (kW) | Efficiency of the cycle | Pressure Ratio | Piloting Feed Name | Feed Mass Flow (kg/s) | Fuel Mass Flow (kg/s) | Fuel Cost ($/kWh) | Cost ($/kWh) |  | Pressure Ratio | Efficiency | Power (kW) | Fuel Cost ($/kWh) | PEC+OM Cost ($/year) | PEC+OM Cost ($/kWh) | Total Cost ($/kWh) |  | MaxPR | MaxEFF | CostOpti
Brayton | Results n°1 | Brayton1 | Brayton | 25553.6147 | 0.075834 | 3 | 1310.2433 | 139.6797 | 15.7553 | 0.31495 | 1808340.2621 |  | 3 | 0.075834 | 25553.6147 | 0.31495 | 225151.3868 | 0.0018763 | 0.31683 |  | 17 | 0.21282 | 0.11941
Brayton | Results n°2 | Brayton1 | Brayton | 23321.4517 | 0.17644 | 10 | 1311.1348 | 79.0128 | 6.1803 | 0.13537 | 3925872.4138 |  | 10 | 0.17644 | 23321.4517 | 0.13537 | 488799.3907 | 0.0040733 | 0.13944 |  |  |  |  | 113653462.1925
Brayton | Results n°3 | Brayton1 | Brayton | 22456.8428 | 0.21282 | 17 | 1311.2597 | 77.7664 | 4.9337 | 0.11223 | 6928058.8196 |  | 17 | 0.21282 | 22456.8428 | 0.11223 | 862593.2207 | 0.0071883 | 0.11941 |  |  |  |  | 90729633.0711
Brayton | Results n°4 | Brayton1 | Brayton | 21897.1144 | 0.23066 | 24 | 1311.5023 | 82.0967 | 4.4388 | 0.10355 | 10785922.8728 |  | 24 | 0.23066 | 21897.1144 | 0.10355 | 1342925.0807 | 0.011191 | 0.11474 |  |  |  |  | 81627108.9366
Brayton | Results n°5 | Brayton1 | Brayton | 21386.7952 | 0.23878 | 31 | 1310.2449 | 89.0856 | 4.1879 | 0.10003 | 15677878.4559 |  | 31 | 0.23878 | 21386.7952 | 0.10003 | 1952008.7839 | 0.016267 | 0.11629 |  |  |  |  | 77013320.1342
Next | [9 empty] | 0 | [10 empty] | MaxPR | MaxEFF | CostOpti
Regeneration Brayton | Results n°1 | Brayton1 | Regeneration Brayton | 17117.575 | 0.18295 | 3 | 1310.5677 | 107.2746 | 4.3748 | 0.13055 | 1363459.0185 |  | 3 | 0.18295 | 17117.575 | 0.13055 | 169760.4678 | 0.0014147 | 0.13197 |  | 12 | 0.31932 | 0.082576 | 80450079.151
Regeneration Brayton | Results n°2 | Brayton1 | Regeneration Brayton | 17756.5594 | 0.30648 | 10 | 1310.704 | 66.3651 | 2.709 | 0.077931 | 3282373.6667 |  | 10 | 0.30648 | 17756.5594 | 0.077931 | 408679.162 | 0.0034057 | 0.081337 |  |  |  |  | 49816775.8883
Regeneration Brayton | Results n°3 | Brayton1 | Regeneration Brayton | 18406.8229 | 0.30701 | 17 | 1310.838 | 68.6124 | 2.8033 | 0.077796 | 6117563.2836 |  | 17 | 0.30701 | 18406.8229 | 0.077796 | 761680.6891 | 0.0063473 | 0.084143 |  |  |  |  | 51551273.2988
Regeneration Brayton | Results n°4 | Brayton1 | Regeneration Brayton | 21898.1458 | 0.23064 | 24 | 1311.4901 | 82.112 | 4.4392 | 0.10355 | 10787919.2612 |  | 24 | 0.23064 | 21898.1458 | 0.10355 | 1343173.6454 | 0.011193 | 0.11475 |  |  |  |  | 81636068.1231
Regeneration Brayton | Results n°5 | Brayton1 | Regeneration Brayton | 21387.7727 | 0.23876 | 31 | 1310.2354 | 89.1026 | 4.1884 | 0.10003 | 15680860.7355 |  | 31 | 0.23876 | 21387.7727 | 0.10003 | 1952380.0992 | 0.01627 | 0.1163 |  |  |  |  | 77023229.8478
Next | [9 empty] | 0 | [10 empty] | MaxPR | MaxEFF | CostOpti
Solar Brayton | Results n°1 | Brayton1 | Brayton | 20207.0809 | 0.087638 | 3 | 1193.4355 | 139.5711 | 10.7808 | 0.27253 | 1845651.8105 |  | 3 | 0.087638 | 20207.0809 | 0.27253 | 229796.9433 | 0.001915 | 0.27444 |  | 16 | 0.2195 | 0.11681 | 198254368.6303
Solar Brayton | Results n°2 | Brayton1 | Brayton | 21020.5433 | 0.19088 | 10 | 1193.1255 | 94.1101 | 5.149 | 0.12513 | 4690381.158 |  | 10 | 0.19088 | 21020.5433 | 0.12513 | 583986.2355 | 0.0048666 | 0.12999 |  |  |  |  | 94688551.7789
Solar Brayton | Results n°3 | Brayton1 | Brayton | 20121.9174 | 0.22165 | 17 | 1191.1887 | 97.8401 | 4.2447 | 0.10776 | 8729550.9689 |  | 17 | 0.22165 | 20121.9174 | 0.10776 | 1086891.9681 | 0.0090574 | 0.11681 |  |  |  |  | 78058820.396
Solar Brayton | Results n°4 | Brayton1 | Brayton | 19917.1798 | 0.22769 | 24 | 1193.4612 | 110.4757 | 4.09 | 0.1049 | 14529735.7625 |  | 24 | 0.22769 | 19917.1798 | 0.1049 | 1809056.7494 | 0.015075 | 0.11997 |  |  |  |  | 75214402.4391
Solar Brayton | Results n°5 | Brayton1 | Brayton | 19596.0218 | 0.22166 | 31 | 1192.5474 | 129.6856 | 4.1336 | 0.10775 | 22841461.2842 |  | 31 | 0.22166 | 19596.0218 | 0.10775 | 2843926.44 | 0.023699 | 0.13145 |  |  |  |  | 76015544.7723
Next | [9 empty] | 0 | [10 empty] | MaxPR | MaxEFF | CostOpti
Solar Regeneration Brayton | Results n°1 | Brayton1 | Regeneration Brayton | 15761.0051 | 0.25596 | 3 | 1191.4368 | 124.9105 | 2.8791 | 0.093313 | 1397857.1734 |  | 3 | 0.25596 | 15761.0051 | 0.093313 | 174043.2858 | 0.0014504 | 0.094763 |  | 15 | 0.47827 | 0.051964 | 52945505.2084
Solar Regeneration Brayton | Results n°2 | Brayton1 | Regeneration Brayton | 15902.0155 | 0.4551 | 10 | 1191.5177 | 70.8258 | 1.6338 | 0.052481 | 1934116.8347 |  | 10 | 0.4551 | 15902.0155 | 0.052481 | 240811.4759 | 0.0020068 | 0.054488 |  |  |  |  | 30044217.4915
Solar Regeneration Brayton | Results n°3 | Brayton1 | Regeneration Brayton | 16031.654 | 0.47788 | 17 | 1191.5974 | 67.9467 | 1.5686 | 0.049979 | 2540010.4543 |  | 17 | 0.47788 | 16031.654 | 0.049979 | 316249.5954 | 0.0026354 | 0.052615 |  |  |  |  | 28845085.6253
Solar Regeneration Brayton | Results n°4 | Brayton1 | Regeneration Brayton | 16149.3964 | 0.47305 | 24 | 1191.6759 | 69.0924 | 1.5962 | 0.05049 | 3136238.1612 |  | 24 | 0.47305 | 16149.3964 | 0.05049 | 390484.2391 | 0.003254 | 0.053744 |  |  |  |  | 29353785.7555
Solar Regeneration Brayton | Results n°5 | Brayton1 | Regeneration Brayton | 16262.1352 | 0.45985 | 31 | 1191.7534 | 71.5174 | 1.6535 | 0.051938 | 3745448.2821 |  | 31 | 0.45985 | 16262.1352 | 0.051938 | 466335.2868 | 0.0038861 | 0.055825 |  |  |  |  | 30406818.8499
Next | [9 empty] | 0 | [10 empty] | MaxPR | MaxEFF | CostOpti
Combined Cycle Regeneration | Results n°1 | Brayton1 | Brayton | 8918.2057 | 0.23372 | 3 | 1190.8583 | 66.1497 | 1.7841 | 0.10219 | 851634.3951 |  | 3 | 0.44957 | 15662.2601 | 0.10219 | 232912.6717 | 0.0019409 | 0.10413 |  | 9 | 0.54369 | 0.070458
Combined Cycle Regeneration | Results n°1 | Rankine1 | Rankine | 6744.0545 | 0.28168 | 48.1 | 0 | 15.9375 | 0 | 0 | 1019041.8988 |  | 10 | 0.53331 | 15982.8197 | 0.068247 | 406856.0876 | 0.0033905 | 0.071638
Combined Cycle Regeneration | Results n°2 | Brayton1 | Brayton | 9308.5098 | 0.34996 | 10 | 1190.9694 | 46.0684 | 1.2436 | 0.068247 | 2284034.1179 |  | 17 | 0.4377 | 17814.0193 | 0.10997 | 736714.1511 | 0.0061393 | 0.11611
Combined Cycle Regeneration | Results n°2 | Rankine1 | Rankine | 6674.3099 | 0.28206 | 48.1 | 0 | 15.9375 | 0 | 0 | 983697.2275 |  | 24 | 0.44185 | 17587.3778 | 0.10711 | 1162628.5197 | 0.0096886 | 0.1168
Combined Cycle Regeneration | Results n°3 | Brayton1 | Brayton | 11069.9649 | 0.21719 | 17 | 1191.9659 | 55.2392 | 2.3831 | 0.10997 | 4910398.5807 |  | 31 | 0.43672 | 17402.8707 | 0.11066 | 1793639.9528 | 0.014947 | 0.12561
Combined Cycle Regeneration | Results n°3 | Rankine1 | Rankine | 6744.0545 | 0.28168 | 48.1 | 0 | 15.9375 | 0 | 0 | 1006641.8611
Combined Cycle Regeneration | Results n°4 | Brayton1 | Brayton | 10843.3233 | 0.22298 | 24 | 1192.8694 | 63.4897 | 2.2737 | 0.10711 | 8328326.9866
Combined Cycle Regeneration | Results n°4 | Rankine1 | Rankine | 6744.0545 | 0.28168 | 48.1 | 0 | 15.9375 | 0 | 0 | 1009514.5083
Combined Cycle Regeneration | Results n°5 | Brayton1 | Brayton | 10658.8163 | 0.21583 | 31 | 1193.1357 | 76.1875 | 2.3091 | 0.11066 | 13392583.1056
Combined Cycle Regeneration | Results n°5 | Rankine1 | Rankine | 6744.0545 | 0.28168 | 48.1 | 0 | 15.9375 | 0 | 0 | 1013330.1287
Next | [9 empty] | 0 | [10 empty] | MaxPR | MaxEFF | CostOpti
Solar Combined Cycle | Results n°1 | Brayton1 | Brayton | 14360.6083 | 0.092678 | 3 | 1192.4305 | 95.6457 | 7.245 | 0.25771 | 1234633.7712 |  | 3 | 0.34826 | 19650.0627 | 0.25771 | 253914.4953 | 0.002116 | 0.25983 |  | 16 | 0.44474 | 0.10966
Solar Combined Cycle | Results n°1 | Rankine1 | Rankine | 5289.4545 | 0.28168 | 48.1 | 0 | 12.5 | 0 | 0 | 804722.1111 |  | 10 | 0.42424 | 18430.3968 | 0.12035 | 469472.3441 | 0.0039123 | 0.12426
Solar Combined Cycle | Results n°2 | Brayton1 | Brayton | 13140.9423 | 0.19846 | 10 | 1192.7745 | 59.8754 | 3.096 | 0.12035 | 2962711.4231 |  | 17 | 0.44591 | 17904.993 | 0.10447 | 806266.2895 | 0.0067189 | 0.11119
Solar Combined Cycle | Results n°2 | Rankine1 | Rankine | 5289.4545 | 0.28168 | 48.1 | 0 | 12.5 | 0 | 0 | 807932.6487 |  | 24 | 0.4455 | 17749.2839 | 0.10473 | 1303399.3015 | 0.010862 | 0.11559
Solar Combined Cycle | Results n°3 | Brayton1 | Brayton | 12615.5385 | 0.22863 | 17 | 1191.291 | 63.7642 | 2.58 | 0.10447 | 5665078.9403 |  | 31 | 0.43889 | 17588.8741 | 0.10913 | 2049189.9819 | 0.017077 | 0.12621
Solar Combined Cycle | Results n°3 | Rankine1 | Rankine | 5289.4545 | 0.28168 | 48.1 | 0 | 12.5 | 0 | 0 | 810580.8998
Solar Combined Cycle | Results n°4 | Brayton1 | Brayton | 12459.8294 | 0.22805 | 24 | 1192.0278 | 73.599 | 2.5546 | 0.10473 | 9652731.77
Solar Combined Cycle | Results n°4 | Rankine1 | Rankine | 5289.4545 | 0.28168 | 48.1 | 0 | 12.5 | 0 | 0 | 815733.3294
Solar Combined Cycle | Results n°5 | Brayton1 | Brayton | 12299.4196 | 0.21885 | 31 | 1191.6458 | 88.9805 | 2.6277 | 0.10913 | 15639815.6725
Solar Combined Cycle | Results n°5 | Rankine1 | Rankine | 5289.4545 | 0.28168 | 48.1 | 0 | 12.5 | 0 | 0 | 818589.5019
Next
[19 empty] | MaxPR | MaxPR | MaxEFF | CostOpti
[19 empty] | 0 | 0 | 0 | 0
|  | CH4 | 0 | 0 | 0 | 0 | 0 | 0 | 0 | 0 | 0 | 0 | 0 | 0 | 0 | 0 | 0 | 0 | 0 | 0 | 0 | 0 | 0 | 0 | 0 | 0 | 0 | 0 | 0 | 0 | 0 | 0 | 0 | 0 | 0 | 0 | 0 | 0 | 0 | 0 | 0 | 0 | 0 | 0 | 0 | 0 | 0 | 0 | 0 | 0 | 0 | 0 | 0 | 0 | 0 | 0 | 0 | 0 | 0 | 0 | 0 | 0 | 0 | 0 | 0 | 0 | 0 | 0 | 0 | 0 | 0 | 0 | 0 | 0 | 0 | 0 | 0 | 0 | 0 | 0 | 0 | 0 | 0 | 0 | 0 | 0 | 0 | 0 | 0 | 0 | 0 | 0 | 0 | 0 | 0 | 0 | 0 | 0 | 0 | 0 | 0 | 0 | 0 | 0 | 0 | 0 | 0 | 0 | 0 | 0 | 0 | 0 | 0 | 0 | 0 | 0 | 0 | 0 | 0 | 0 | 0 | 0 | 0 | 0 | 0 | 0 | 0 | 0 | 0 | 0 | 0 | 0 | 0 | 0 | 0 | 0 | 0 | 0 | 0 | 0 | 0 | 0 | 0 | 0 | 0 | 0 | 0 | 0 | 0 | 0 | 0 | 0 | 0 | 0 | 0 | 0 | 0 | 0 | 0 | 0 | 0 | 0 | 0 | 0 | 0 | 0 | 0 | 0 | 0 | 0 | 0 | 0 | 0 | 0 | 0 | 0 | 0 | 0 | 0 | 0 | 0 | 0 | 0 | 0 | 0 | 0 | 0 | 0 | 0 | 0 | 0 | 0 | 0 | 0 | 0 | 0 | 0 | 0 | 0 | 0 | 0 | 0 | 0 | 0 | 0 | 0 | 0 | 0 | 0 | 0 | 0 | 0 | 0 | 0 | 0 | 0 | 0 | 0 | 0 | 0 | 0 | 0 | 0 | 0 | 0 | 0 | 0 | 0 | 0 | 0 | 0 | 0 | 0 | 0 | 0 | 0 | 0 | 0 | 0 | 0 | 0 | 0 | 0 | 0 | 0 | 0 | 0 | 0 | 0 | 0 | 0 | 0 | 0 | 0 | 0 | 0 | 0 | 0 | 0 | 0 | 0 | 0 | 0 | 0 | 0 | 0 | 0 | 0 | 0 | 0 | 0 | 0 | 0 | 0 | 0 | 0 | 0 | 0 | 0 | 0 | 0 | 0 | 0 | 0 | 0 | 0 | 0 | 0 | 0 | 0 | 0 | 0 | 0 | 0 | 0 | 0 | 0 | 0 | 0 | 0 | 0 | 0 | 0 | 0 | 0 | 0 | 0 | 0 | 0 | 0 | 0 | 0 | 0 | 0 | 0 | 0 | 0 | 0 | 0 | 0 | 0 | 0 | 0 | 0 | 0 | 0 | 0 | 0 | 0 | 0 | 0 | 0 | 0 | 0 | 0 | 0 | 0 | 0 | 0 | 0 | 0 | 0 | 0 | 0 | 0 | 0 | 0 | 0 | 0 | 0 | 0 | 0 | 0 | 0 | 0 | 0 | 0 | 0 | 0 | 0 | 0 | 0 | 0 | 0 | 0 | 0 | 0 | 0 | 0 | 0 | 0 | 0 | 0 | 0 | 0 | 0 | 0 | 0 | 0 | 0 | 0 | 0 | 0 | 0 | 0 | 0 | 0 | 0 | 0 | 0 | 0 | 0 | 0 | 0 | 0 | 0 | 0 | 0 | 0 | 0 | 0 | 0 | 0 | 0 | 0 | 0 | 0 | 0 | 0 | 0 | 0 | 0 | 0 | 0 | 0 | 0 | 0 | 0 | 0 | 0 | 0 | 0 | 0 | 0 | 0 | 0 | 0 | 0 | 0 | 0 | 0 | 0 | 0 | 0 | 0 | 0 | 0 | 0 | 0 | 0 | 0 | 0 | 0 | 0 | 0 | 0 | 0 | 0 | 0 | 0 | 0 | 0 | 0 | 0 | 0 | 0 | 0 | 0 | 0 | 0 | 0 | 0 | 0 | 0 | 0 | 0 | 0 | 0 | 0 | 0 | 0 | 0 | 0 | 0 | 0 | 0 | 0 | 0 | 0 | 0 | 0 | 0 | 0 | 0 | 0 | 0 | 0 | 0 | 0 | 0 | 0 | 0 | 0 | 0 | 0 | 0 | 0 | 0 | 0 | 0 | 0 | 0 | 0 | 0 | 0 | 0 | 0 | 0 | 0 | 0 | 0 | 0 | 0 | 0 | 0 | 0 | 0 | 0 | 0 | 0 | 0 | 0 | 0 | 0 | 0 | 0 | 0 | 0 | 0 | 0 | 0 | 0 | 0 | 0 | 0 | 0 | 0 | 0 | 0 | 0 | 0 | 0 | 0 | 0 | 0 | 0 | 0 | 0 | 0 | 0 | 0 | 0 | 0 | 0 | 0 | 0 | 0 | 0 | 0 | 0 | 0 | 0 | 0 | 0 | 0 | 0 | 0 | 0 | 0 | 0 | 0 | 0 | 0 | 0 | 0 | 0 | 0 | 0 | 0 | 0 | 0 | 0 | 0 | 0 | 0 | 0 | 0 | 0 | 0 | 0 | 0 | 0 | 0 | 0 | 0 | 0 | 0 | 0 | 0 | 0 | 0 | 0 | 0 | 0 | 0 | 0 | 0 | 0 | 0 | 0 | 0 | 0 | 0 | 0 | 0 | 0 | 0 | 0 | 0 | 0 | 0 | 0 | 0 | 0 | 0 | 0 | 0 | 0 | 0 | 0 | 0 | 0 | 0 | 0 | 0 | 0 | 0 | 0 | 0 | 0 | 0 | 0 | 0 | 0 | 0 | 0 | 0 | 0 | 0 | 0 | 0 | 0 | 0 | 0 | 0 | 0 | 0 | 0 | 0 | 0 | 0 | 0 | 0 | 0 | 0 | 0 | 0 | 0 | 0 | 0 | 0 | 0 | 0 | 0 | 0 | 0 | 0 | 0 | 0 | 0 | 0 | 0 | 0 | 0 | 0 | 0 | 0 | 0 | 0 | 0 | 0 | 0 | 0 | 0 | 0 | 0 | 0 | 0 | 0 | 0 | 0 | 0 | 0 | 0 | 0 | 0 | 0 | 0 | 0 | 0 | 0 | 0 | 0 | 0 | 0 | 0 | 0 | 0 | 0 | 0 | 0 | 0 | 0 | 0 | 0 | 0 | 0 | 0 | 0 | 0 | 0 | 0 | 0 | 0 | 0 | 0 | 0 | 0 | 0 | 0 | 0 | 0 | 0 | 0 | 0 | 0 | 0 | 0 | 0 | 0 | 0 | 0 | 0 | 0 | 0 | 0 | 0 | 0 | 0 | 0 | 0 | 0 | 0 | 0 | 0 | 0 | 0 | 0 | 0 | 0 | 0 | 0 | 0 | 0 | 0 | 0 | 0 | 0 | 0 | 0 | 0 | 0 | 0 | 0 | 0 | 0 | 0 | 0 | 0 | 0 | 0 | 0 | 0 | 0 | 0 | 0 | 0 | 0 | 0 | 0 | 0 | 0 | 0 | 0 | 0 | 0 | 0 | 0 | 0 | 0 | 0 | 0 | 0 | 0 | 0 | 0 | 0 | 0 | 0 | 0 | 0 | 0 | 0 | 0 | 0 | 0 | 0 | 0 | 0 | 0 | 0 | 0 | 0 | 0 | 0 | 0 | 0 | 0 | 0 | 0 | 0 | 0 | 0 | 0 | 0 | 0 | 0 | 0 | 0 | 0 | 0 | 0 | 0 | 0 | 0 | 0 | 0 | 0 | 0 | 0 | 0 | 0 | 0 | 0 | 0 | 0 | 0 | 0 | 0 | 0 | 0 | 0 | 0 | 0 | 0 | 0 | 0 | 0 | 0 | 0 | 0 | 0 | 0 | 0 | 0 | 0 | 0 | 0 | 0 | 0 | 0 | 0 | 0 | 0 | 0 | 0 | 0 | 0 | 0 | 0 | 0 | 0 | 0 | 0 | 0 | 0 | 0 | 0 | 0 | 0 | 0 | 0 | 0 | 0 | 0 | 0 | 0 | 0 | 0 | 0 | 0 | 0 | 0 | 0 | 0 | 0 | 0 | 0 | 0 | 0 | 0 | 0 | 0 | 0 | 0 | 0 | 0 | 0 | 0 | 0 | 0 | 0 | 0 | 0 | 0 | 0 | 0 | 0 | 0 | 0 | 0 | 0 | 0 | 0 | 0 | 0 | 0 | 0 | 0 | 0 | 0 | 0 | 0 | 0 | 0 | 0 | 0 | 0 | 0 | 0 | 0 | 0 | 0 | 0 | 0 | 0 | 0 | 0 | 0 | 0 | 0 | 0 | 0 | 0 | 0 | 0 | 0 | 0 | 0 | 0 | 0 | 0 | 0 | 0 | 0 | 0 | 0 | 0 | 0 | 0 | 0 | 0 | 0 | 0 | 0 | 0 | 0 | 0 | 0 | 0 | 0 | 0 | 0 | 0 | 0 | 0 | 0 | 0 | 0 | 0 | 0 | 0 | 0 | 0 | 0 | 0 | 0 | 0 | 0 | 0 | 0 | 0 | 0 | 0 | 0 | 0 | 0 | 0 | 0 | 0 | 0 | 0 | 0 | 0 | 0 | 0 | 0 | 0 | 0 | 0 | 0 | 0 | 0 | 0 | 0 | 0 | 0 | 0 | 0 | 0 | 0 | 0 | 0 | 0 | 0 | 0 | 0 | 0 | 0 | 0 | 0 | 0 | 0 | 0 | 0 | 0 | 0 | 0 | 0 | 0 | 0 | 0 | 0 | 0 | 0 | 0 | 0 | 0 | 0 | 0 | 0 | 0 | 0 | 0 | 0 | 0 | 0 | 0 | 0 | 0 | 0 | 0 | 0 | 0 | 0 | 0 | 0 | 0 | 0 | 0 | 0 | 0 | 0 | 0 | 0 | 0 | 0 | 0 | 0 | 0 | 0 | 0 | 0 | 0 | 0 | 0 | 0 | 0 | 0 | 0 | 0 | 0 | 0 | 0 | 0 | 0 | 0 | 0 | 0 | 0 | 0 | 0 | 0 | 0 | 0 | 0 | 0 | 0 | 0 | 0 | 0 | 0 | 0 | 0 | 0 | 0 | 0 | 0 | 0 | 0 | 0 | 0 | 0 | 0 | 0 | 0 | 0 | 0 | 0 | 0 | 0 | 0 | 0 | 0 | 0 | 0 | 0 | 0 | 0 | 0 | 0 | 0 | 0 | 0 | 0 | 0 | 0 | 0 | 0 | 0 | 0 | 0 | 0 | 0 | 0 | 0 | 0 | 0 | 0 | 0 | 0 | 0 | 0 | 0 | 0 | 0 | 0 | 0 | 0 | 0 | 0 | 0 | 0 | 0 | 0 | 0 | 0 | 0 | 0 | 0 | 0 | 0 | 0 | 0 | 0 | 0 | 0 | 0 | 0 | 0 | 0 | 0 | 0 | 0 | 0 | 0 | 0 | 0 | 0 | 0 | 0 | 0 | 0 | 0 | 0 | 0 | 0 | 0 | 0 | 0 | 0 | 0 | 0 | 0 | 0 | 0 | 0 | 0 | 0 | 0 | 0 | 0 | 0 | 0 | 0 | 0 | 0 | 0 | 0 | 0 | 0 | 0 | 0 | 0 | 0 | 0 | 0 | 0 | 0 | 0 | 0 | 0 | 0 | 0 | 0 | 0 | 0 | 0 | 0 | 0 | 0 | 0 | 0 | 0 | 0 | 0 | 0 | 0 | 0 | 0 | 0 | 0 | 0 | 0 | 0 | 0 | 0 | 0 | 0 | 0 | 0 | 0 | 0 | 0 | 0 | 0 | 0 | 0 | 0 | 0 | 0 | 0 | 0 | 0 | 0 | 0 | 0 | 0 | 0 | 0 | 0 | 0 | 0 | 0 | 0 | 0 | 0 | 0 | 0 | 0 | 0 | 0 | 0 | 0 | 0 | 0 | 0 | 0 | 0 | 0 | 0 | 0 | 0 | 0 | 0 | 0 | 0 | 0 | 0 | 0 | 0 | 0 | 0 | 0 | 0 | 0 | 0 | 0 | 0 | 0 | 0 | 0 | 0 | 0 | 0 | 0 | 0 | 0 | 0 | 0 | 0 | 0 | 0 | 0 | 0 | 0 | 0 | 0 | 0 | 0 | 0 | 0 | 0 | 0 | 0 | 0 | 0 | 0 | 0 | 0 | 0 | 0 | 0 | 0 | 0 | 0 | 0 | 0 | 0 | 0 | 0 | 0 | 0 | 0 | 0 | 0 | 0 | 0 | 0 | 0 | 0 | 0 | 0 | 0 | 0 | 0 | 0 | 0 | 0 | 0 | 0 | 0 | 0 | 0 | 0 | 0 | 0 | 0 | 0 | 0 | 0 | 0 | 0 | 0 | 0 | 0 | 0 | 0 | 0 | 0 | 0 | 0 | 0 | 0 | 0 | 0 | 0 | 0 | 0 | 0 | 0 | 0 | 0 | 0 | 0 | 0 | 0 | 0 | 0 | 0 | 0 | 0 | 0 | 0 | 0 | 0 | 0 | 0 | 0 | 0 | 0 | 0 | 0 | 0 | 0 | 0 | 0 | 0 | 0 | 0 | 0 | 0 | 0 | 0 | 0 | 0 | 0 | 0 | 0 | 0 | 0 | 0 | 0 | 0 | 0 | 0 | 0 | 0 | 0 | 0 | 0 | 0 | 0 | 0 | 0 | 0 | 0 | 0 | 0 | 0 | 0 | 0 | 0 | 0 | 0 | 0 | 0 | 0 | 0 | 0 | 0 | 0 | 0 | 0 | 0 | 0 | 0 | 0 | 0 | 0 | 0 | 0 | 0 | 0 | 0 | 0 | 0 | 0 | 0 | 0 | 0 | 0 | 0 | 0 | 0 | 0 | 0 | 0 | 0 | 0 | 0 | 0 | 0 | 0 | 0 | 0 | 0 | 0 | 0 | 0 | 0 | 0 | 0 | 0 | 0 | 0 | 0 | 0 | 0 | 0 | 0 | 0 | 0 | 0 | 0 | 0 | 0 | 0 | 0 | 0 | 0 | 0 | 0 | 0 | 0 | 0 | 0 | 0 | 0 | 0 | 0 | 0 | 0 | 0 | 0 | 0 | 0 | 0 | 0 | 0 | 0 | 0 | 0 | 0 | 0 | 0 | 0 | 0 | 0 | 0 | 0 | 0 | 0 | 0 | 0 | 0 | 0 | 0 | 0 | 0 | 0 | 0 | 0 | 0 | 0 | 0 | 0 | 0 | 0 | 0 | 0 | 0 | 0 | 0 | 0 | 0 | 0 | 0 | 0 | 0 | 0 | 0 | 0 | 0 | 0 | 0 | 0 | 0 | 0 | 0 | 0 | 0 | 0 | 0 | 0 | 0 | 0 | 0 | 0 | 0 | 0 | 0 | 0 | 0 | 0 | 0 | 0 | 0 | 0 | 0 | 0 | 0 | 0 | 0 | 0 | 0 | 0 | 0 | 0 | 0 | 0 | 0 | 0 | 0 | 0 | 0 | 0 | 0 | 0 | 0 | 0 | 0 | 0 | 0 | 0 | 0 | 0 | 0 | 0 | 0 | 0 | 0 | 0 | 0 | 0 | 0 | 0 | 0 | 0 | 0 | 0 | 0 | 0 | 0 | 0 | 0 | 0 | 0 | 0 | 0 | 0 | 0 | 0 | 0 | 0 | 0 | 0 | 0 | 0 | 0 | 0 | 0 | 0 | 0 | 0 | 0 | 0 | 0 | 0 | 0 | 0 | 0 | 0 | 0 | 0 | 0 | 0 | 0 | 0 | 0 | 0 | 0 | 0 | 0 | 0 | 0 | 0 | 0 | 0 | 0 | 0 | 0 | 0 | 0 | 0 | 0 | 0 | 0 | 0 | 0 | 0 | 0 | 0 | 0 | 0 | 0 | 0 | 0 | 0 | 0 | 0 | 0 | 0 | 0 | 0 | 0 | 0 | 0 | 0 | 0 | 0 | 0 | 0 | 0 | 0 | 0 | 0 | 0 | 0 | 0 | 0 | 0 | 0 | 0 | 0 | 0 | 0 | 0 | 0 | 0 | 0 | 0 | 0 | 0 | 0 | 0 | 0 | 0 | 0 | 0 | 0 | 0 | 0 | 0 | 0 | 0 | 0 | 0 | 0 | 0 | 0 | 0 | 0 | 0 | 0 | 0 | 0 | 0 | 0 | 0 | 0 | 0 | 0 | 0 | 0 | 0 | 0 | 0 | 0 | 0 | 0 | 0 | 0 | 0 | 0 | 0 | 0 | 0 | 0 | 0 | 0 | 0 | 0 | 0 | 0 | 0 | 0 | 0 | 0 | 0 | 0 | 0 | 0 | 0 | 0 | 0 | 0 | 0 | 0 | 0 | 0 | 0 | 0 | 0 | 0 | 0 | 0 | 0 | 0 | 0 | 0 | 0 | 0 | 0 | 0 | 0 | 0 | 0 | 0 | 0 | 0 | 0 | 0 | 0 | 0 | 0 | 0 | 0 | 0 | 0 | 0 | 0 | 0 | 0 | 0 | 0 | 0 | 0 | 0 | 0 | 0 | 0 | 0 | 0 | 0 | 0 | 0 | 0 | 0 | 0 | 0 | 0 | 0 | 0 | 0 | 0 | 0 | 0 | 0 | 0 | 0 | 0 | 0 | 0 | 0 | 0 | 0 | 0 | 0 | 0 | 0 | 0 | 0 | 0 | 0 | 0 | 0 | 0 | 0 | 0 | 0 | 0 | 0 | 0 | 0 | 0 | 0 | 0 | 0 | 0 | 0 | 0 | 0 | 0 | 0 | 0 | 0 | 0 | 0 | 0 | 0 | 0 | 0 | 0 | 0 | 0 | 0 | 0 | 0 | 0 | 0 | 0 | 0 | 0 | 0 | 0 | 0 | 0 | 0 | 0 | 0 | 0 | 0 | 0 | 0 | 0 | 0 | 0 | 0 | 0 | 0 | 0 | 0 | 0 | 0 | 0 | 0 | 0 | 0 | 0 | 0 | 0 | 0 | 0 | 0 | 0 | 0 | 0 | 0 | 0 | 0 | 0 | 0 | 0 | 0 | 0 | 0 | 0 | 0 | 0 | 0 | 0 | 0 | 0 | 0 | 0 | 0 | 0 | 0 | 0 | 0 | 0 | 0 | 0 | 0 | 0 | 0 | 0 | 0 | 0 | 0 | 0 | 0 | 0 | 0 | 0 | 0 | 0 | 0 | 0 | 0 | 0 | 0 | 0 | 0 | 0 | 0 | 0 | 0 | 0 | 0 | 0 | 0 | 0 | 0 | 0 | 0 | 0 | 0 | 0 | 0 | 0 | 0 | 0 | 0 | 0 | 0 | 0 | 0 | 0 | 0 | 0 | 0 | 0 | 0 | 0 | 0 | 0 | 0 | 0 | 0 | 0 | 0 | 0 | 0 | 0 | 0 | 0 | 0 | 0 | 0 | 0 | 0 | 0 | 0 | 0 | 0 | 0 | 0 | 0 | 0 | 0 | 0 | 0 | 0 | 0 | 0 | 0 | 0 | 0 | 0 | 0 | 0 | 0 | 0 | 0 | 0 | 0 | 0 | 0 | 0 | 0 | 0 | 0 | 0 | 0 | 0 | 0 | 0 | 0 | 0 | 0 | 0 | 0 | 0 | 0 | 0 | 0 | 0 | 0 | 0 | 0 | 0 | 0 | 0 | 0 | 0 | 0 | 0 | 0 | 0 | 0 | 0 | 0 | 0 | 0 | 0 | 0 | 0 | 0 | 0 | 0 | 0 | 0 | 0 | 0 | 0 | 0 | 0 | 0 | 0 | 0 | 0 | 0 | 0 | 0 | 0 | 0 | 0 | 0 | 0 | 0 | 0 | 0 | 0 | 0 | 0 | 0 | 0 | 0 | 0 | 0 | 0 | 0 | 0 | 0 | 0 | 0 | 0 | 0 | 0 | 0 | 0 | 0 | 0 | 0 | 0 | 0 | 0 | 0 | 0 | 0 | 0 | 0 | 0 | 0 | 0 | 0 | 0 | 0 | 0 | 0 | 0 | 0 | 0 | 0 | 0 | 0 | 0 | 0 | 0 | 0 | 0 | 0 | 0 | 0 | 0 | 0 | 0 | 0 | 0 | 0 | 0 | 0 | 0 | 0 | 0 | 0 | 0 | 0 | 0 | 0 | 0 | 0 | 0 | 0 | 0 | 0 | 0 | 0 | 0 | 0 | 0 | 0 | 0 | 0 | 0 | 0 | 0 | 0 | 0 | 0 | 0 | 0 | 0 | 0 | 0 | 0 | 0 | 0 | 0 | 0 | 0 | 0 | 0 | 0 | 0 | 0 | 0 | 0 | 0 | 0 | 0 | 0 | 0 | 0 | 0 | 0 | 0 | 0 | 0 | 0 | 0 | 0 | 0 | 0 | 0 | 0 | 0 | 0 | 0 | 0 | 0 | 0 | 0 | 0 | 0 | 0 | 0 | 0 | 0 | 0 | 0 | 0 | 0 | 0 | 0 | 0 | 0 | 0 | 0 | 0 | 0 | 0 | 0 | 0 | 0 | 0 | 0 | 0 | 0 | 0 | 0 | 0 | 0 | 0 | 0 | 0 | 0 | 0 | 0 | 0 | 0 | 0 | 0 | 0 | 0 | 0 | 0 | 0 | 0 | 0 | 0 | 0 | 0 | 0 | 0 | 0 | 0 | 0 | 0 | 0 | 0 | 0 | 0 | 0 | 0 | 0 | 0 | 0 | 0 | 0 | 0 | 0 | 0 | 0 | 0 | 0 | 0 | 0 | 0 | 0 | 0 | 0 | 0 | 0 | 0 | 0 | 0 | 0 | 0 | 0 | 0 | 0 | 0 | 0 | 0 | 0 | 0 | 0 | 0 | 0 | 0 | 0 | 0 | 0 | 0 | 0 | 0 | 0 | 0 | 0 | 0 | 0 | 0 | 0 | 0 | 0 | 0 | 0 | 0 | 0 | 0 | 0 | 0 | 0 | 0 | 0 | 0 | 0 | 0 | 0 | 0 | 0 | 0 | 0 | 0 | 0 | 0 | 0 | 0 | 0 | 0 | 0 | 0 | 0 | 0 | 0 | 0 | 0 | 0 | 0 | 0 | 0 | 0 | 0 | 0 | 0 | 0 | 0 | 0 | 0 | 0 | 0 | 0 | 0 | 0 | 0 | 0 | 0 | 0 | 0 | 0 | 0 | 0 | 0 | 0 | 0 | 0 | 0 | 0 | 0 | 0 | 0 | 0 | 0 | 0 | 0 | 0 | 0 | 0 | 0 | 0 | 0 | 0 | 0 | 0 | 0 | 0 | 0 | 0 | 0 | 0 | 0 | 0 | 0 | 0 | 0 | 0 | 0 | 0 | 0 | 0 | 0 | 0 | 0 | 0 | 0 | 0 | 0 | 0 | 0 | 0 | 0 | 0 | 0 | 0 | 0 | 0 | 0 | 0 | 0 | 0 | 0 | 0 | 0 | 0 | 0 | 0 | 0 | 0 | 0 | 0 | 0 | 0 | 0 | 0 | 0 | 0 | 0 | 0 | 0 | 0 | 0 | 0 | 0 | 0 | 0 | 0 | 0 | 0 | 0 | 0 | 0 | 0 | 0 | 0 | 0 | 0 | 0 | 0 | 0 | 0 | 0 | 0 | 0 | 0 | 0 | 0 | 0 | 0 | 0 | 0 | 0 | 0 | 0 | 0 | 0 | 0 | 0 | 0 | 0 | 0 | 0 | 0 | 0 | 0 | 0 | 0 | 0 | 0 | 0 | 0 | 0 | 0 | 0 | 0 | 0 | 0 | 0 | 0 | 0 | 0 | 0 | 0 | 0 | 0 | 0 | 0 | 0 | 0 | 0 | 0 | 0 | 0 | 0 | 0 | 0 | 0 | 0 | 0 | 0 | 0 | 0 | 0 | 0 | 0 | 0 | 0 | 0 | 0 | 0 | 0 | 0 | 0 | 0 | 0 | 0 | 0 | 0 | 0 | 0 | 0 | 0 | 0 | 0 | 0 | 0 | 0 | 0 | 0 | 0 | 0 | 0 | 0 | 0 | 0 | 0 | 0 | 0 | 0 | 0 | 0 | 0 | 0 | 0 | 0 | 0 | 0 | 0 | 0 | 0 | 0 | 0 | 0 | 0 | 0 | 0 | 0 | 0 | 0 | 0 | 0 | 0 | 0 | 0 | 0 | 0 | 0 | 0 | 0 | 0 | 0 | 0 | 0 | 0 | 0 | 0 | 0 | 0 | 0 | 0 | 0 | 0 | 0 | 0 | 0 | 0 | 0 | 0 | 0 | 0 | 0 | 0 | 0 | 0 | 0 | 0 | 0 | 0 | 0 | 0 | 0 | 0 | 0 | 0 | 0 | 0 | 0 | 0 | 0 | 0 | 0 | 0 | 0 | 0 | 0 | 0 | 0 | 0 | 0 | 0 | 0 | 0 | 0 | 0 | 0 | 0 | 0 | 0 | 0 | 0 | 0 | 0 | 0 | 0 | 0 | 0 | 0 | 0 | 0 | 0 | 0 | 0 | 0 | 0 | 0 | 0 | 0 | 0 | 0 | 0 | 0 | 0 | 0 | 0 | 0 | 0 | 0 | 0 | 0 | 0 | 0 | 0 | 0 | 0 | 0 | 0 | 0 | 0 | 0 | 0 | 0 | 0 | 0 | 0 | 0 | 0 | 0 | 0 | 0 | 0 | 0 | 0 | 0 | 0 | 0 | 0 | 0 | 0 | 0 | 0 | 0 | 0 | 0 | 0 | 0 | 0 | 0 | 0 | 0 | 0 | 0 | 0 | 0 | 0 | 0 | 0 | 0 | 0 | 0 | 0 | 0 | 0 | 0 | 0 | 0 | 0 | 0 | 0 | 0 | 0 | 0 | 0 | 0 | 0 | 0 | 0 | 0 | 0 | 0 | 0 | 0 | 0 | 0 | 0 | 0 | 0 | 0 | 0 | 0 | 0 | 0 | 0 | 0 | 0 | 0 | 0 | 0 | 0 | 0 | 0 | 0 | 0 | 0 | 0 | 0 | 0 | 0 | 0 | 0 | 0 | 0 | 0 | 0 | 0 | 0 | 0 | 0 | 0 | 0 | 0 | 0 | 0 | 0 | 0 | 0 | 0 | 0 | 0 | 0 | 0 | 0 | 0 | 0 | 0 | 0 | 0 | 0 | 0 | 0 | 0 | 0 | 0 | 0 | 0 | 0 | 0 | 0 | 0 | 0 | 0 | 0 | 0 | 0 | 0 | 0 | 0 | 0 | 0 | 0 | 0 | 0 | 0 | 0 | 0 | 0 | 0 | 0 | 0 | 0 | 0 | 0 | 0 | 0 | 0 | 0 | 0 | 0 | 0 | 0 | 0 | 0 | 0 | 0 | 0 | 0 | 0 | 0 | 0 | 0 | 0 | 0 | 0 | 0 | 0 | 0 | 0 | 0 | 0 | 0 | 0 | 0 | 0 | 0 | 0 | 0 | 0 | 0 | 0 | 0 | 0 | 0 | 0 | 0 | 0 | 0 | 0 | 0 | 0 | 0 | 0 | 0 | 0 | 0 | 0 | 0 | 0 | 0 | 0 | 0 | 0 | 0 | 0 | 0 | 0 | 0 | 0 | 0 | 0 | 0 | 0 | 0 | 0 | 0 | 0 | 0 | 0 | 0 | 0 | 0 | 0 | 0 | 0 | 0 | 0 | 0 | 0 | 0 | 0 | 0 | 0 | 0 | 0 | 0 | 0 | 0 | 0 | 0 | 0 | 0 | 0 | 0 | 0 | 0 | 0 | 0 | 0 | 0 | 0 | 0 | 0 | 0 | 0 | 0 | 0 | 0 | 0 | 0 | 0 | 0 | 0 | 0 | 0 | 0 | 0 | 0 | 0 | 0 | 0 | 0 | 0 | 0 | 0 | 0 | 0 | 0 | 0 | 0 | 0 | 0 | 0 | 0 | 0 | 0 | 0 | 0 | 0 | 0 | 0 | 0 | 0 | 0 | 0 | 0 | 0 | 0 | 0 | 0 | 0 | 0 | 0 | 0 | 0 | 0 | 0 | 0 | 0 | 0 | 0 | 0 | 0 | 0 | 0 | 0 | 0 | 0 | 0 | 0 | 0 | 0 | 0 | 0 | 0 | 0 | 0 | 0 | 0 | 0 | 0 | 0 | 0 | 0 | 0 | 0 | 0 | 0 | 0 | 0 | 0 | 0 | 0 | 0 | 0 | 0 | 0 | 0 | 0 | 0 | 0 | 0 | 0 | 0 | 0 | 0 | 0 | 0 | 0 | 0 | 0 | 0 | 0 | 0 | 0 | 0 | 0 | 0 | 0 | 0 | 0 | 0 | 0 | 0 | 0 | 0 | 0 | 0 | 0 | 0 | 0 | 0 | 0 | 0 | 0 | 0 | 0 | 0 | 0 | 0 | 0 | 0 | 0 | 0 | 0 | 0 | 0 | 0 | 0 | 0 | 0 | 0 | 0 | 0 | 0 | 0 | 0 | 0 | 0 | 0 | 0 | 0 | 0 | 0 | 0 | 0 | 0 | 0 | 0 | 0 | 0 | 0 | 0 | 0 | 0 | 0 | 0 | 0 | 0 | 0 | 0 | 0 | 0 | 0 | 0 | 0 | 0 | 0 | 0 | 0 | 0 | 0 | 0 | 0 | 0 | 0 | 0 | 0 | 0 | 0 | 0 | 0 | 0 | 0 | 0 | 0 | 0 | 0 | 0 | 0 | 0 | 0 | 0 | 0 | 0 | 0 | 0 | 0 | 0 | 0 | 0 | 0 | 0 | 0 | 0 | 0 | 0 | 0 | 0 | 0 | 0 | 0 | 0 | 0 | 0 | 0 | 0 | 0 | 0 | 0 | 0 | 0 | 0 | 0 | 0 | 0 | 0 | 0 | 0 | 0 | 0 | 0 | 0 | 0 | 0 | 0 | 0 | 0 | 0 | 0 | 0 | 0 | 0 | 0 | 0 | 0 | 0 | 0 | 0 | 0 | 0 | 0 | 0 | 0 | 0 | 0 | 0 | 0 | 0 | 0 | 0 | 0 | 0 | 0 | 0 | 0 | 0 | 0 | 0 | 0 | 0 | 0 | 0 | 0 | 0 | 0 | 0 | 0 | 0 | 0 | 0 | 0 | 0 | 0 | 0 | 0 | 0 | 0 | 0 | 0 | 0 | 0 | 0 | 0 | 0 | 0 | 0 | 0 | 0 | 0 | 0 | 0 | 0 | 0 | 0 | 0 | 0 | 0 | 0 | 0 | 0 | 0 | 0 | 0 | 0 | 0 | 0 | 0 | 0 | 0 | 0 | 0 | 0 | 0 | 0 | 0 | 0 | 0 | 0 | 0 | 0 | 0 | 0 | 0 | 0 | 0 | 0 | 0 | 0 | 0 | 0 | 0 | 0 | 0 | 0 | 0 | 0 | 0 | 0 | 0 | 0 | 0 | 0 | 0 | 0 | 0 | 0 | 0 | 0 | 0 | 0 | 0 | 0 | 0 | 0 | 0 | 0 | 0 | 0 | 0 | 0 | 0 | 0 | 0 | 0 | 0 | 0 | 0 | 0 | 0 | 0 | 0 | 0 | 0 | 0 | 0 | 0 | 0 | 0 | 0 | 0 | 0 | 0 | 0 | 0 | 0 | 0 | 0 | 0 | 0 | 0 | 0 | 0 | 0 | 0 | 0 | 0 | 0 | 0 | 0 | 0 | 0 | 0 | 0 | 0 | 0 | 0 | 0 | 0 | 0 | 0 | 0 | 0 | 0 | 0 | 0 | 0 | 0 | 0 | 0 | 0 | 0 | 0 | 0 | 0 | 0 | 0 | 0 | 0 | 0 | 0 | 0 | 0 | 0 | 0 | 0 | 0 | 0 | 0 | 0 | 0 | 0 | 0 | 0 | 0 | 0 | 0 | 0 | 0 | 0 | 0 | 0 | 0 | 0 | 0 | 0 | 0 | 0 | 0 | 0 | 0 | 0 | 0 | 0 | 0 | 0 | 0 | 0 | 0 | 0 | 0 | 0 | 0 | 0 | 0 | 0 | 0 | 0 | 0 | 0 | 0 | 0 | 0 | 0 | 0 | 0 | 0 | 0 | 0 | 0 | 0 | 0 | 0 | 0 | 0 | 0 | 0 | 0 | 0 | 0 | 0 | 0 | 0 | 0 | 0 | 0 | 0 | 0 | 0 | 0 | 0 | 0 | 0 | 0 | 0 | 0 | 0 | 0 | 0 | 0 | 0 | 0 | 0 | 0 | 0 | 0 | 0 | 0 | 0 | 0 | 0 | 0 | 0 | 0 | 0 | 0 | 0 | 0 | 0 | 0 | 0 | 0 | 0 | 0 | 0 | 0 | 0 | 0 | 0 | 0 | 0 | 0 | 0 | 0 | 0 | 0 | 0 | 0 | 0 | 0 | 0 | 0 | 0 | 0 | 0 | 0 | 0 | 0 | 0 | 0 | 0 | 0 | 0 | 0 | 0 | 0 | 0 | 0 | 0 | 0 | 0 | 0 | 0 | 0 | 0 | 0 | 0 | 0 | 0 | 0 | 0 | 0 | 0 | 0 | 0 | 0 | 0 | 0 | 0 | 0 | 0 | 0 | 0 | 0 | 0 | 0 | 0 | 0 | 0 | 0 | 0 | 0 | 0 | 0 | 0 | 0 | 0 | 0 | 0 | 0 | 0 | 0 | 0 | 0 | 0 | 0 | 0 | 0 | 0 | 0 | 0 | 0 | 0 | 0 | 0 | 0 | 0 | 0 | 0 | 0 | 0 | 0 | 0 | 0 | 0 | 0 | 0 | 0 | 0 | 0 | 0 | 0 | 0 | 0 | 0 | 0 | 0 | 0 | 0 | 0 | 0 | 0 | 0 | 0 | 0 | 0 | 0 | 0 | 0 | 0 | 0 | 0 | 0 | 0 | 0 | 0 | 0 | 0 | 0 | 0 | 0 | 0 | 0 | 0 | 0 | 0 | 0 | 0 | 0 | 0 | 0 | 0 | 0 | 0 | 0 | 0 | 0 | 0 | 0 | 0 | 0 | 0 | 0 | 0 | 0 | 0 | 0 | 0 | 0 | 0 | 0 | 0 | 0 | 0 | 0 | 0 | 0 | 0 | 0 | 0 | 0 | 0 | 0 | 0 | 0 | 0 | 0 | 0 | 0 | 0 | 0 | 0 | 0 | 0 | 0 | 0 | 0 | 0 | 0 | 0 | 0 | 0 | 0 | 0 | 0 | 0 | 0 | 0 | 0 | 0 | 0 | 0 | 0 | 0 | 0 | 0 | 0 | 0 | 0 | 0 | 0 | 0 | 0 | 0 | 0 | 0 | 0 | 0 | 0 | 0 | 0 | 0 | 0 | 0 | 0 | 0 | 0 | 0 | 0 | 0 | 0 | 0 | 0 | 0 | 0 | 0 | 0 | 0 | 0 | 0 | 0 | 0 | 0 | 0 | 0 | 0 | 0 | 0 | 0 | 0 | 0 | 0 | 0 | 0 | 0 | 0 | 0 | 0 | 0 | 0 | 0 | 0 | 0 | 0 | 0 | 0 | 0 | 0 | 0 | 0 | 0 | 0 | 0 | 0 | 0 | 0 | 0 | 0 | 0 | 0 | 0 | 0 | 0 | 0 | 0 | 0 | 0 | 0 | 0 | 0 | 0 | 0 | 0 | 0 | 0 | 0 | 0 | 0 | 0 | 0 | 0 | 0 | 0 | 0 | 0 | 0 | 0 | 0 | 0 | 0 | 0 | 0 | 0 | 0 | 0 | 0 | 0 | 0 | 0 | 0 | 0 | 0 | 0 | 0 | 0 | 0 | 0 | 0 | 0 | 0 | 0 | 0 | 0 | 0 | 0 | 0 | 0 | 0 | 0 | 0 | 0 | 0 | 0 | 0 | 0 | 0 | 0 | 0 | 0 | 0 | 0 | 0 | 0 | 0 | 0 | 0 | 0 | 0 | 0 | 0 | 0 | 0 | 0 | 0 | 0 | 0 | 0 | 0 | 0 | 0 | 0 | 0 | 0 | 0 | 0 | 0 | 0 | 0 | 0 | 0 | 0 | 0 | 0 | 0 | 0 | 0 | 0 | 0 | 0 | 0 | 0 | 0 | 0 | 0 | 0 | 0 | 0 | 0 | 0 | 0 | 0 | 0 | 0 | 0 | 0 | 0 | 0 | 0 | 0 | 0 | 0 | 0 | 0 | 0 | 0 | 0 | 0 | 0 | 0 | 0 | 0 | 0 | 0 | 0 | 0 | 0 | 0 | 0 | 0 | 0 | 0 | 0 | 0 | 0 | 0 | 0 | 0 | 0 | 0 | 0 | 0 | 0 | 0 | 0 | 0 | 0 | 0 | 0 | 0 | 0 | 0 | 0 | 0 | 0 | 0 | 0 | 0 | 0 | 0 | 0 | 0 | 0 | 0 | 0 | 0 | 0 | 0 | 0 | 0 | 0 | 0 | 0 | 0 | 0 | 0 | 0 | 0 | 0 | 0 | 0 | 0 | 0 | 0 | 0 | 0 | 0 | 0 | 0 | 0 | 0 | 0 | 0 | 0 | 0 | 0 | 0 | 0 | 0 | 0 | 0 | 0 | 0 | 0 | 0 | 0 | 0 | 0 | 0 | 0 | 0 | 0 | 0 | 0 | 0 | 0 | 0 | 0 | 0 | 0 | 0 | 0 | 0 | 0 | 0 | 0 | 0 | 0 | 0 | 0 | 0 | 0 | 0 | 0 | 0 | 0 | 0 | 0 | 0 | 0 | 0 | 0 | 0 | 0 | 0 | 0 | 0 | 0 | 0 | 0 | 0 | 0 | 0 | 0 | 0 | 0 | 0 | 0 | 0 | 0 | 0 | 0 | 0 | 0 | 0 | 0 | 0 | 0 | 0 | 0 | 0 | 0 | 0 | 0 | 0 | 0 | 0 | 0 | 0 | 0 | 0 | 0 | 0 | 0 | 0 | 0 | 0 | 0 | 0 | 0 | 0 | 0 | 0 | 0 | 0 | 0 | 0 | 0 | 0 | 0 | 0 | 0 | 0 | 0 | 0 | 0 | 0 | 0 | 0 | 0 | 0 | 0 | 0 | 0 | 0 | 0 | 0 | 0 | 0 | 0 | 0 | 0 | 0 | 0 | 0 | 0 | 0 | 0 | 0 | 0 | 0 | 0 | 0 | 0 | 0 | 0 | 0 | 0 | 0 | 0 | 0 | 0 | 0 | 0 | 0 | 0 | 0 | 0 | 0 | 0 | 0 | 0 | 0 | 0 | 0 | 0 | 0 | 0 | 0 | 0 | 0 | 0 | 0 | 0 | 0 | 0 | 0 | 0 | 0 | 0 | 0 | 0 | 0 | 0 | 0 | 0 | 0 | 0 | 0 | 0 | 0 | 0 | 0 | 0 | 0 | 0 | 0 | 0 | 0 | 0 | 0 | 0 | 0 | 0 | 0 | 0 | 0 | 0 | 0 | 0 | 0 | 0 | 0 | 0 | 0 | 0 | 0 | 0 | 0 | 0 | 0 | 0 | 0 | 0 | 0 | 0 | 0 | 0 | 0 | 0 | 0 | 0 | 0 | 0 | 0 | 0 | 0 | 0 | 0 | 0 | 0 | 0 | 0 | 0 | 0 | 0 | 0 | 0 | 0 | 0 | 0 | 0 | 0 | 0 | 0 | 0 | 0 | 0 | 0 | 0 | 0 | 0 | 0 | 0 | 0 | 0 | 0 | 0 | 0 | 0 | 0 | 0 | 0 | 0 | 0 | 0 | 0 | 0 | 0 | 0 | 0 | 0 | 0 | 0 | 0 | 0 | 0 | 0 | 0 | 0 | 0 | 0 | 0 | 0 | 0 | 0 | 0 | 0 | 0 | 0 | 0 | 0 | 0 | 0 | 0 | 0 | 0 | 0 | 0 | 0 | 0 | 0 | 0 | 0 | 0 | 0 | 0 | 0 | 0 | 0 | 0 | 0 | 0 | 0 | 0 | 0 | 0 | 0 | 0 | 0 | 0 | 0 | 0 | 0 | 0 | 0 | 0 | 0 | 0 | 0 | 0 | 0 | 0 | 0 | 0 | 0 | 0 | 0 | 0 | 0 | 0 | 0 | 0 | 0 | 0 | 0 | 0 | 0 | 0 | 0 | 0 | 0 | 0 | 0 | 0 | 0 | 0 | 0 | 0 | 0 | 0 | 0 | 0 | 0 | 0 | 0 | 0 | 0 | 0 | 0 | 0 | 0 | 0 | 0 | 0 | 0 | 0 | 0 | 0 | 0 | 0 | 0 | 0 | 0 | 0 | 0 | 0 | 0 | 0 | 0 | 0 | 0 | 0 | 0 | 0 | 0 | 0 | 0 | 0 | 0 | 0 | 0 | 0 | 0 | 0 | 0 | 0 | 0 | 0 | 0 | 0 | 0 | 0 | 0 | 0 | 0 | 0 | 0 | 0 | 0 | 0 | 0 | 0 | 0 | 0 | 0 | 0 | 0 | 0 | 0 | 0 | 0 | 0 | 0 | 0 | 0 | 0 | 0 | 0 | 0 | 0 | 0 | 0 | 0 | 0 | 0 | 0 | 0 | 0 | 0 | 0 | 0 | 0 | 0 | 0 | 0 | 0 | 0 | 0 | 0 | 0 | 0 | 0 | 0 | 0 | 0 | 0 | 0 | 0 | 0 | 0 | 0 | 0 | 0 | 0 | 0 | 0 | 0 | 0 | 0 | 0 | 0 | 0 | 0 | 0 | 0 | 0 | 0 | 0 | 0 | 0 | 0 | 0 | 0 | 0 | 0 | 0 | 0 | 0 | 0 | 0 | 0 | 0 | 0 | 0 | 0 | 0 | 0 | 0 | 0 | 0 | 0 | 0 | 0 | 0 | 0 | 0 | 0 | 0 | 0 | 0 | 0 | 0 | 0 | 0 | 0 | 0 | 0 | 0 | 0 | 0 | 0 | 0 | 0 | 0 | 0 | 0 | 0 | 0 | 0 | 0 | 0 | 0 | 0 | 0 | 0 | 0 | 0 | 0 | 0 | 0 | 0 | 0 | 0 | 0 | 0 | 0 | 0 | 0 | 0 | 0 | 0 | 0 | 0 | 0 | 0 | 0 | 0 | 0 | 0 | 0 | 0 | 0 | 0 | 0 | 0 | 0 | 0 | 0 | 0 | 0 | 0 | 0 | 0 | 0 | 0 | 0 | 0 | 0 | 0 | 0 | 0 | 0 | 0 | 0 | 0 | 0 | 0 | 0 | 0 | 0 | 0 | 0 | 0 | 0 | 0 | 0 | 0 | 0 | 0 | 0 | 0 | 0 | 0 | 0 | 0 | 0 | 0 | 0 | 0 | 0 | 0 | 0 | 0 | 0 | 0 | 0 | 0 | 0 | 0 | 0 | 0 | 0 | 0 | 0 | 0 | 0 | 0 | 0 | 0 | 0 | 0 | 0 | 0 | 0 | 0 | 0 | 0 | 0 | 0 | 0 | 0 | 0 | 0 | 0 | 0 | 0 | 0 | 0 | 0 | 0 | 0 | 0 | 0 | 0 | 0 | 0 | 0 | 0 | 0 | 0 | 0 | 0 | 0 | 0 | 0 | 0 | 0 | 0 | 0 | 0 | 0 | 0 | 0 | 0 | 0 | 0 | 0 | 0 | 0 | 0 | 0 | 0 | 0 | 0 | 0 | 0 | 0 | 0 | 0 | 0 | 0 | 0 | 0 | 0 | 0 | 0 | 0 | 0 | 0 | 0 | 0 | 0 | 0 | 0 | 0 | 0 | 0 | 0 | 0 | 0 | 0 | 0 | 0 | 0 | 0 | 0 | 0 | 0 | 0 | 0 | 0 | 0 | 0 | 0 | 0 | 0 | 0 | 0 | 0 | 0 | 0 | 0 | 0 | 0 | 0 | 0 | 0 | 0 | 0 | 0 | 0 | 0 | 0 | 0 | 0 | 0 | 0 | 0 | 0 | 0 | 0 | 0 | 0 | 0 | 0 | 0 | 0 | 0 | 0 | 0 | 0 | 0 | 0 | 0 | 0 | 0 | 0 | 0 | 0 | 0 | 0 | 0 | 0 | 0 | 0 | 0 | 0 | 0 | 0 | 0 | 0 | 0 | 0 | 0 | 0 | 0 | 0 | 0 | 0 | 0 | 0 | 0 | 0 | 0 | 0 | 0 | 0 | 0 | 0 | 0 | 0 | 0 | 0 | 0 | 0 | 0 | 0 | 0 | 0 | 0 | 0 | 0 | 0 | 0 | 0 | 0 | 0 | 0 | 0 | 0 | 0 | 0 | 0 | 0 | 0 | 0 | 0 | 0 | 0 | 0 | 0 | 0 | 0 | 0 | 0 | 0 | 0 | 0 | 0 | 0 | 0 | 0 | 0 | 0 | 0 | 0 | 0 | 0 | 0 | 0 | 0 | 0 | 0 | 0 | 0 | 0 | 0 | 0 | 0 | 0 | 0 | 0 | 0 | 0 | 0 | 0 | 0 | 0 | 0 | 0 | 0 | 0 | 0 | 0 | 0 | 0 | 0 | 0 | 0 | 0 | 0 | 0 | 0 | 0 | 0 | 0 | 0 | 0 | 0 | 0 | 0 | 0 | 0 | 0 | 0 | 0 | 0 | 0 | 0 | 0 | 0 | 0 | 0 | 0 | 0 | 0 | 0 | 0 | 0 | 0 | 0 | 0 | 0 | 0 | 0 | 0 | 0 | 0 | 0 | 0 | 0 | 0 | 0 | 0 | 0 | 0 | 0 | 0 | 0 | 0 | 0 | 0 | 0 | 0 | 0 | 0 | 0 | 0 | 0 | 0 | 0 | 0 | 0 | 0 | 0 | 0 | 0 | 0 | 0 | 0 | 0 | 0 | 0 | 0 | 0 | 0 | 0 | 0 | 0 | 0 | 0 | 0 | 0 | 0 | 0 | 0 | 0 | 0 | 0 | 0 | 0 | 0 | 0 | 0 | 0 | 0 | 0 | 0 | 0 | 0 | 0 | 0 | 0 | 0 | 0 | 0 | 0 | 0 | 0 | 0 | 0 | 0 | 0 | 0 | 0 | 0 | 0 | 0 | 0 | 0 | 0 | 0 | 0 | 0 | 0 | 0 | 0 | 0 | 0 | 0 | 0 | 0 | 0 | 0 | 0 | 0 | 0 | 0 | 0 | 0 | 0 | 0 | 0 | 0 | 0 | 0 | 0 | 0 | 0 | 0 | 0 | 0 | 0 | 0 | 0 | 0 | 0 | 0 | 0 | 0 | 0 | 0 | 0 | 0 | 0 | 0 | 0 | 0 | 0 | 0 | 0 | 0 | 0 | 0 | 0 | 0 | 0 | 0 | 0 | 0 | 0 | 0 | 0 | 0 | 0 | 0 | 0 | 0 | 0 | 0 | 0 | 0 | 0 | 0 | 0 | 0 | 0 | 0 | 0 | 0 | 0 | 0 | 0 | 0 | 0 | 0 | 0 | 0 | 0 | 0 | 0 | 0 | 0 | 0 | 0 | 0 | 0 | 0 | 0 | 0 | 0 | 0 | 0 | 0 | 0 | 0 | 0 | 0 | 0 | 0 | 0 | 0 | 0 | 0 | 0 | 0 | 0 | 0 | 0 | 0 | 0 | 0 | 0 | 0 | 0 | 0 | 0 | 0 | 0 | 0 | 0 | 0 | 0 | 0 | 0 | 0 | 0 | 0 | 0 | 0 | 0 | 0 | 0 | 0 | 0 | 0 | 0 | 0 | 0 | 0 | 0 | 0 | 0 | 0 | 0 | 0 | 0 | 0 | 0 | 0 | 0 | 0 | 0 | 0 | 0 | 0 | 0 | 0 | 0 | 0 | 0 | 0 | 0 | 0 | 0 | 0 | 0 | 0 | 0 | 0 | 0 | 0 | 0 | 0 | 0 | 0 | 0 | 0 | 0 | 0 | 0 | 0 | 0 | 0 | 0 | 0 | 0 | 0 | 0 | 0 | 0 | 0 | 0 | 0 | 0 | 0 | 0 | 0 | 0 | 0 | 0 | 0 | 0 | 0 | 0 | 0 | 0 | 0 | 0 | 0 | 0 | 0 | 0 | 0 | 0 | 0 | 0 | 0 | 0 | 0 | 0 | 0 | 0 | 0 | 0 | 0 | 0 | 0 | 0 | 0 | 0 | 0 | 0 | 0 | 0 | 0 | 0 | 0 | 0 | 0 | 0 | 0 | 0 | 0 | 0 | 0 | 0 | 0 | 0 | 0 | 0 | 0 | 0 | 0 | 0 | 0 | 0 | 0 | 0 | 0 | 0 | 0 | 0 | 0 | 0 | 0 | 0 | 0 | 0 | 0 | 0 | 0 | 0 | 0 | 0 | 0 | 0 | 0 | 0 | 0 | 0 | 0 | 0 | 0 | 0 | 0 | 0 | 0 | 0 | 0 | 0 | 0 | 0 | 0 | 0 | 0 | 0 | 0 | 0 | 0 | 0 | 0 | 0 | 0 | 0 | 0 | 0 | 0 | 0 | 0 | 0 | 0 | 0 | 0 | 0 | 0 | 0 | 0 | 0 | 0 | 0 | 0 | 0 | 0 | 0 | 0 | 0 | 0 | 0 | 0 | 0 | 0 | 0 | 0 | 0 | 0 | 0 | 0 | 0 | 0 | 0 | 0 | 0 | 0 | 0 | 0 | 0 | 0 | 0 | 0 | 0 | 0 | 0 | 0 | 0 | 0 | 0 | 0 | 0 | 0 | 0 | 0 | 0 | 0 | 0 | 0 | 0 | 0 | 0 | 0 | 0 | 0 | 0 | 0 | 0 | 0 | 0 | 0 | 0 | 0 | 0 | 0 | 0 | 0 | 0 | 0 | 0 | 0 | 0 | 0 | 0 | 0 | 0 | 0 | 0 | 0 | 0 | 0 | 0 | 0 | 0 | 0 | 0 | 0 | 0 | 0 | 0 | 0 | 0 | 0 | 0 | 0 | 0 | 0 | 0 | 0 | 0 | 0 | 0 | 0 | 0 | 0 | 0 | 0 | 0 | 0 | 0 | 0 | 0 | 0 | 0 | 0 | 0 | 0 | 0 | 0 | 0 | 0 | 0 | 0 | 0 | 0 | 0 | 0 | 0 | 0 | 0 | 0 | 0 | 0 | 0 | 0 | 0 | 0 | 0 | 0 | 0 | 0 | 0 | 0 | 0 | 0 | 0 | 0 | 0 | 0 | 0 | 0 | 0 | 0 | 0 | 0 | 0 | 0 | 0 | 0 | 0 | 0 | 0 | 0 | 0 | 0 | 0 | 0 | 0 | 0 | 0 | 0 | 0 | 0 | 0 | 0 | 0 | 0 | 0 | 0 | 0 | 0 | 0 | 0 | 0 | 0 | 0 | 0 | 0 | 0 | 0 | 0 | 0 | 0 | 0 | 0 | 0 | 0 | 0 | 0 | 0 | 0 | 0 | 0 | 0 | 0 | 0 | 0 | 0 | 0 | 0 | 0 | 0 | 0 | 0 | 0 | 0 | 0 | 0 | 0 | 0 | 0 | 0 | 0 | 0 | 0 | 0 | 0 | 0 | 0 | 0 | 0 | 0 | 0 | 0 | 0 | 0 | 0 | 0 | 0 | 0 | 0 | 0 | 0 | 0 | 0 | 0 | 0 | 0 | 0 | 0 | 0 | 0 | 0 | 0 | 0 | 0 | 0 | 0 | 0 | 0 | 0 | 0 | 0 | 0 | 0 | 0 | 0 | 0 | 0 | 0 | 0 | 0 | 0 | 0 | 0 | 0 | 0 | 0 | 0 | 0 | 0 | 0 | 0 | 0 | 0 | 0 | 0 | 0 | 0 | 0 | 0 | 0 | 0 | 0 | 0 | 0 | 0 | 0 | 0 | 0 | 0 | 0 | 0 | 0 | 0 | 0 | 0 | 0 | 0 | 0 | 0 | 0 | 0 | 0 | 0 | 0 | 0 | 0 | 0 | 0 | 0 | 0 | 0 | 0 | 0 | 0 | 0 | 0 | 0 | 0 | 0 | 0 | 0 | 0 | 0 | 0 | 0 | 0 | 0 | 0 | 0 | 0 | 0 | 0 | 0 | 0 | 0 | 0 | 0 | 0 | 0 | 0 | 0 | 0 | 0 | 0 | 0 | 0 | 0 | 0 | 0 | 0 | 0 | 0 | 0 | 0 | 0 | 0 | 0 | 0 | 0 | 0 | 0 | 0 | 0 | 0 | 0 | 0 | 0 | 0 | 0 | 0 | 0 | 0 | 0 | 0 | 0 | 0 | 0 | 0 | 0 | 0 | 0 | 0 | 0 | 0 | 0 | 0 | 0 | 0 | 0 | 0 | 0 | 0 | 0 | 0 | 0 | 0 | 0 | 0 | 0 | 0 | 0 | 0 | 0 | 0 | 0 | 0 | 0 | 0 | 0 | 0 | 0 | 0 | 0 | 0 | 0 | 0 | 0 | 0 | 0 | 0 | 0 | 0 | 0 | 0 | 0 | 0 | 0 | 0 | 0 | 0 | 0 | 0 | 0 | 0 | 0 | 0 | 0 | 0 | 0 | 0 | 0 | 0 | 0 | 0 | 0 | 0 | 0 | 0 | 0 | 0 | 0 | 0 | 0 | 0 | 0 | 0 | 0 | 0 | 0 | 0 | 0 | 0 | 0 | 0 | 0 | 0 | 0 | 0 | 0 | 0 | 0 | 0 | 0 | 0 | 0 | 0 | 0 | 0 | 0 | 0 | 0 | 0 | 0 | 0 | 0 | 0 | 0 | 0 | 0 | 0 | 0 | 0 | 0 | 0 | 0 | 0 | 0 | 0 | 0 | 0 | 0 | 0 | 0 | 0 | 0 | 0 | 0 | 0 | 0 | 0 | 0 | 0 | 0 | 0 | 0 | 0 | 0 | 0 | 0 | 0 | 0 | 0 | 0 | 0 | 0 | 0 | 0 | 0 | 0 | 0 | 0 | 0 | 0 | 0 | 0 | 0 | 0 | 0 | 0 | 0 | 0 | 0 | 0 | 0 | 0 | 0 | 0 | 0 | 0 | 0 | 0 | 0 | 0 | 0 | 0 | 0 | 0 | 0 | 0 | 0 | 0 | 0 | 0 | 0 | 0 | 0 | 0 | 0 | 0 | 0 | 0 | 0 | 0 | 0 | 0 | 0 | 0 | 0 | 0 | 0 | 0 | 0 | 0 | 0 | 0 | 0 | 0 | 0 | 0 | 0 | 0 | 0 | 0 | 0 | 0 | 0 | 0 | 0 | 0 | 0 | 0 | 0 | 0 | 0 | 0 | 0 | 0 | 0 | 0 | 0 | 0 | 0 | 0 | 0 | 0 | 0 | 0 | 0 | 0 | 0 | 0 | 0 | 0 | 0 | 0 | 0 | 0 | 0 | 0 | 0 | 0 | 0 | 0 | 0 | 0 | 0 | 0 | 0 | 0 | 0 | 0 | 0 | 0 | 0 | 0 | 0 | 0 | 0 | 0 | 0 | 0 | 0 | 0 | 0 | 0 | 0 | 0 | 0 | 0 | 0 | 0 | 0 | 0 | 0 | 0 | 0 | 0 | 0 | 0 | 0 | 0 | 0 | 0 | 0 | 0 | 0 | 0 | 0 | 0 | 0 | 0 | 0 | 0 | 0 | 0 | 0 | 0 | 0 | 0 | 0 | 0 | 0 | 0 | 0 | 0 | 0 | 0 | 0 | 0 | 0 | 0 | 0 | 0 | 0 | 0 | 0 | 0 | 0 | 0 | 0 | 0 | 0 | 0 | 0 | 0 | 0 | 0 | 0 | 0 | 0 | 0 | 0 | 0 | 0 | 0 | 0 | 0 | 0 | 0 | 0 | 0 | 0 | 0 | 0 | 0 | 0 | 0 | 0 | 0 | 0 | 0 | 0 | 0 | 0 | 0 | 0 | 0 | 0 | 0 | 0 | 0 | 0 | 0 | 0 | 0 | 0 | 0 | 0 | 0 | 0 | 0 | 0 | 0 | 0 | 0 | 0 | 0 | 0 | 0 | 0 | 0 | 0 | 0 | 0 | 0 | 0 | 0 | 0 | 0 | 0 | 0 | 0 | 0 | 0 | 0 | 0 | 0 | 0 | 0 | 0 | 0 | 0 | 0 | 0 | 0 | 0 | 0 | 0 | 0 | 0 | 0 | 0 | 0 | 0 | 0 | 0 | 0 | 0 | 0 | 0 | 0 | 0 | 0 | 0 | 0 | 0 | 0 | 0 | 0 | 0 | 0 | 0 | 0 | 0 | 0 | 0 | 0 | 0 | 0 | 0 | 0 | 0 | 0 | 0 | 0 | 0 | 0 | 0 | 0 | 0 | 0 | 0 | 0 | 0 | 0 | 0 | 0 | 0 | 0 | 0 | 0 | 0 | 0 | 0 | 0 | 0 | 0 | 0 | 0 | 0 | 0 | 0 | 0 | 0 | 0 | 0 | 0 | 0 | 0 | 0 | 0 | 0 | 0 | 0 | 0 | 0 | 0 | 0 | 0 | 0 | 0 | 0 | 0 | 0 | 0 | 0 | 0 | 0 | 0 | 0 | 0 | 0 | 0 | 0 | 0 | 0 | 0 | 0 | 0 | 0 | 0 | 0 | 0 | 0 | 0 | 0 | 0 | 0 | 0 | 0 | 0 | 0 | 0 | 0 | 0 | 0 | 0 | 0 | 0 | 0 | 0 | 0 | 0 | 0 | 0 | 0 | 0 | 0 | 0 | 0 | 0 | 0 | 0 | 0 | 0 | 0 | 0 | 0 | 0 | 0 | 0 | 0 | 0 | 0 | 0 | 0 | 0 | 0 | 0 | 0 | 0 | 0 | 0 | 0 | 0 | 0 | 0 | 0 | 0 | 0 | 0 | 0 | 0 | 0 | 0 | 0 | 0 | 0 | 0 | 0 | 0 | 0 | 0 | 0 | 0 | 0 | 0 | 0 | 0 | 0 | 0 | 0 | 0 | 0 | 0 | 0 | 0 | 0 | 0 | 0 | 0 | 0 | 0 | 0 | 0 | 0 | 0 | 0 | 0 | 0 | 0 | 0 | 0 | 0 | 0 | 0 | 0 | 0 | 0 | 0 | 0 | 0 | 0 | 0 | 0 | 0 | 0 | 0 | 0 | 0 | 0 | 0 | 0 | 0 | 0 | 0 | 0 | 0 | 0 | 0 | 0 | 0 | 0 | 0 | 0 | 0 | 0 | 0 | 0 | 0 | 0 | 0 | 0 | 0 | 0 | 0 | 0 | 0 | 0 | 0 | 0 | 0 | 0 | 0 | 0 | 0 | 0 | 0 | 0 | 0 | 0 | 0 | 0 | 0 | 0 | 0 | 0 | 0 | 0 | 0 | 0 | 0 | 0 | 0 | 0 | 0 | 0 | 0 | 0 | 0 | 0 | 0 | 0 | 0 | 0 | 0 | 0 | 0 | 0 | 0 | 0 | 0 | 0 | 0 | 0 | 0 | 0 | 0 | 0 | 0 | 0 | 0 | 0 | 0 | 0 | 0 | 0 | 0 | 0 | 0 | 0 | 0 | 0 | 0 | 0 | 0 | 0 | 0 | 0 | 0 | 0 | 0 | 0 | 0 | 0 | 0 | 0 | 0 | 0 | 0 | 0 | 0 | 0 | 0 | 0 | 0 | 0 | 0 | 0 | 0 | 0 | 0 | 0 | 0 | 0 | 0 | 0 | 0 | 0 | 0 | 0 | 0 | 0 | 0 | 0 | 0 | 0 | 0 | 0 | 0 | 0 | 0 | 0 | 0 | 0 | 0 | 0 | 0 | 0 | 0 | 0 | 0 | 0 | 0 | 0 | 0 | 0 | 0 | 0 | 0 | 0 | 0 | 0 | 0 | 0 | 0 | 0 | 0 | 0 | 0 | 0 | 0 | 0 | 0 | 0 | 0 | 0 | 0 | 0 | 0 | 0 | 0 | 0 | 0 | 0 | 0 | 0 | 0 | 0 | 0 | 0 | 0 | 0 | 0 | 0 | 0 | 0 | 0 | 0 | 0 | 0 | 0 | 0 | 0 | 0 | 0 | 0 | 0 | 0 | 0 | 0 | 0 | 0 | 0 | 0 | 0 | 0 | 0 | 0 | 0 | 0 | 0 | 0 | 0 | 0 | 0 | 0 | 0 | 0 | 0 | 0 | 0 | 0 | 0 | 0 | 0 | 0 | 0 | 0 | 0 | 0 | 0 | 0 | 0 | 0 | 0 | 0 | 0 | 0 | 0 | 0 | 0 | 0 | 0 | 0 | 0 | 0 | 0 | 0 | 0 | 0 | 0 | 0 | 0 | 0 | 0 | 0 | 0 | 0 | 0 | 0 | 0 | 0 | 0 | 0 | 0 | 0 | 0 | 0 | 0 | 0 | 0 | 0 | 0 | 0 | 0 | 0 | 0 | 0 | 0 | 0 | 0 | 0 | 0 | 0 | 0 | 0 | 0 | 0 | 0 | 0 | 0 | 0 | 0 | 0 | 0 | 0 | 0 | 0 | 0 | 0 | 0 | 0 | 0 | 0 | 0 | 0 | 0 | 0 | 0 | 0 | 0 | 0 | 0 | 0 | 0 | 0 | 0 | 0 | 0 | 0 | 0 | 0 | 0 | 0 | 0 | 0 | 0 | 0 | 0 | 0 | 0 | 0 | 0 | 0 | 0 | 0 | 0 | 0 | 0 | 0 | 0 | 0 | 0 | 0 | 0 | 0 | 0 | 0 | 0 | 0 | 0 | 0 | 0 | 0 | 0 | 0 | 0 | 0 | 0 | 0 | 0 | 0 | 0 | 0 | 0 | 0 | 0 | 0 | 0 | 0 | 0 | 0 | 0 | 0 | 0 | 0 | 0 | 0 | 0 | 0 | 0 | 0 | 0 | 0 | 0 | 0 | 0 | 0 | 0 | 0 | 0 | 0 | 0 | 0 | 0 | 0 | 0 | 0 | 0 | 0 | 0 | 0 | 0 | 0 | 0 | 0 | 0 | 0 | 0 | 0 | 0 | 0 | 0 | 0 | 0 | 0 | 0 | 0 | 0 | 0 | 0 | 0 | 0 | 0 | 0 | 0 | 0 | 0 | 0 | 0 | 0 | 0 | 0 | 0 | 0 | 0 | 0 | 0 | 0 | 0 | 0 | 0 | 0 | 0 | 0 | 0 | 0 | 0 | 0 | 0 | 0 | 0 | 0 | 0 | 0 | 0 | 0 | 0 | 0 | 0 | 0 | 0 | 0 | 0 | 0 | 0 | 0 | 0 | 0 | 0 | 0 | 0 | 0 | 0 | 0 | 0 | 0 | 0 | 0 | 0 | 0 | 0 | 0 | 0 | 0 | 0 | 0 | 0 | 0 | 0 | 0 | 0 | 0 | 0 | 0 | 0 | 0 | 0 | 0 | 0 | 0 | 0 | 0 | 0 | 0 | 0 | 0 | 0 | 0 | 0 | 0 | 0 | 0 | 0 | 0 | 0 | 0 | 0 | 0 | 0 | 0 | 0 | 0 | 0 | 0 | 0 | 0 | 0 | 0 | 0 | 0 | 0 | 0 | 0 | 0 | 0 | 0 | 0 | 0 | 0 | 0 | 0 | 0 | 0 | 0 | 0 | 0 | 0 | 0 | 0 | 0 | 0 | 0 | 0 | 0 | 0 | 0 | 0 | 0 | 0 | 0 | 0 | 0 | 0 | 0 | 0 | 0 | 0 | 0 | 0 | 0 | 0 | 0 | 0 | 0 | 0 | 0 | 0 | 0 | 0 | 0 | 0 | 0 | 0 | 0 | 0 | 0 | 0 | 0 | 0 | 0 | 0 | 0 | 0 | 0 | 0 | 0 | 0 | 0 | 0 | 0 | 0 | 0 | 0 | 0 | 0 | 0 | 0 | 0 | 0 | 0 | 0 | 0 | 0 | 0 | 0 | 0 | 0 | 0 | 0 | 0 | 0 | 0 | 0 | 0 | 0 | 0 | 0 | 0 | 0 | 0 | 0 | 0 | 0 | 0 | 0 | 0 | 0 | 0 | 0 | 0 | 0 | 0 | 0 | 0 | 0 | 0 | 0 | 0 | 0 | 0 | 0 | 0 | 0 | 0 | 0 | 0 | 0 | 0 | 0 | 0 | 0 | 0 | 0 | 0 | 0 | 0 | 0 | 0 | 0 | 0 | 0 | 0 | 0 | 0 | 0 | 0 | 0 | 0 | 0 | 0 | 0 | 0 | 0 | 0 | 0 | 0 | 0 | 0 | 0 | 0 | 0 | 0 | 0 | 0 | 0 | 0 | 0 | 0 | 0 | 0 | 0 | 0 | 0 | 0 | 0 | 0 | 0 | 0 | 0 | 0 | 0 | 0 | 0 | 0 | 0 | 0 | 0 | 0 | 0 | 0 | 0 | 0 | 0 | 0 | 0 | 0 | 0 | 0 | 0 | 0 | 0 | 0 | 0 | 0 | 0 | 0 | 0 | 0 | 0 | 0 | 0 | 0 | 0 | 0 | 0 | 0 | 0 | 0 | 0 | 0 | 0 | 0 | 0 | 0 | 0 | 0 | 0 | 0 | 0 | 0 | 0 | 0 | 0 | 0 | 0 | 0 | 0 | 0 | 0 | 0 | 0 | 0 | 0 | 0 | 0 | 0 | 0 | 0 | 0 | 0 | 0 | 0 | 0 | 0 | 0 | 0 | 0 | 0 | 0 | 0 | 0 | 0 | 0 | 0 | 0 | 0 | 0 | 0 | 0 | 0 | 0 | 0 | 0 | 0 | 0 | 0 | 0 | 0 | 0 | 0 | 0 | 0 | 0 | 0 | 0 | 0 | 0 | 0 | 0 | 0 | 0 | 0 | 0 | 0 | 0 | 0 | 0 | 0 | 0 | 0 | 0 | 0 | 0 | 0 | 0 | 0 | 0 | 0 | 0 | 0 | 0 | 0 | 0 | 0 | 0 | 0 | 0 | 0 | 0 | 0 | 0 | 0 | 0 | 0 | 0 | 0 | 0 | 0 | 0 | 0 | 0 | 0 | 0 | 0 | 0 | 0 | 0 | 0 | 0 | 0 | 0 | 0 | 0 | 0 | 0 | 0 | 0 | 0 | 0 | 0 | 0 | 0 | 0 | 0 | 0 | 0 | 0 | 0 | 0 | 0 | 0 | 0 | 0 | 0 | 0 | 0 | 0 | 0 | 0 | 0 | 0 | 0 | 0 | 0 | 0 | 0 | 0 | 0 | 0 | 0 | 0 | 0 | 0 | 0 | 0 | 0 | 0 | 0 | 0 | 0 | 0 | 0 | 0 | 0 | 0 | 0 | 0 | 0 | 0 | 0 | 0 | 0 | 0 | 0 | 0 | 0 | 0 | 0 | 0 | 0 | 0 | 0 | 0 | 0 | 0 | 0 | 0 | 0 | 0 | 0 | 0 | 0 | 0 | 0 | 0 | 0 | 0 | 0 | 0 | 0 | 0 | 0 | 0 | 0 | 0 | 0 | 0 | 0 | 0 | 0 | 0 | 0 | 0 | 0 | 0 | 0 | 0 | 0 | 0 | 0 | 0 | 0 | 0 | 0 | 0 | 0 | 0 | 0 | 0 | 0 | 0 | 0 | 0 | 0 | 0 | 0 | 0 | 0 | 0 | 0 | 0 | 0 | 0 | 0 | 0 | 0 | 0 | 0 | 0 | 0 | 0 | 0 | 0 | 0 | 0 | 0 | 0 | 0 | 0 | 0 | 0 | 0 | 0 | 0 | 0 | 0 | 0 | 0 | 0 | 0 | 0 | 0 | 0 | 0 | 0 | 0 | 0 | 0 | 0 | 0 | 0 | 0 | 0 | 0 | 0 | 0 | 0 | 0 | 0 | 0 | 0 | 0 | 0 | 0 | 0 | 0 | 0 | 0 | 0 | 0 | 0 | 0 | 0 | 0 | 0 | 0 | 0 | 0 | 0 | 0 | 0 | 0 | 0 | 0 | 0 | 0 | 0 | 0 | 0 | 0 | 0 | 0 | 0 | 0 | 0 | 0 | 0 | 0 | 0 | 0 | 0 | 0 | 0 | 0 | 0 | 0 | 0 | 0 | 0 | 0 | 0 | 0 | 0 | 0 | 0 | 0 | 0 | 0 | 0 | 0 | 0 | 0 | 0 | 0 | 0 | 0 | 0 | 0 | 0 | 0 | 0 | 0 | 0 | 0 | 0 | 0 | 0 | 0 | 0 | 0 | 0 | 0 | 0 | 0 | 0 | 0 | 0 | 0 | 0 | 0 | 0 | 0 | 0 | 0 | 0 | 0 | 0 | 0 | 0 | 0 | 0 | 0 | 0 | 0 | 0 | 0 | 0 | 0 | 0 | 0 | 0 | 0 | 0 | 0 | 0 | 0 | 0 | 0 | 0 | 0 | 0 | 0 | 0 | 0 | 0 | 0 | 0 | 0 | 0 | 0 | 0 | 0 | 0 | 0 | 0 | 0 | 0 | 0 | 0 | 0 | 0 | 0 | 0 | 0 | 0 | 0 | 0 | 0 | 0 | 0 | 0 | 0 | 0 | 0 | 0 | 0 | 0 | 0 | 0 | 0 | 0 | 0 | 0 | 0 | 0 | 0 | 0 | 0 | 0 | 0 | 0 | 0 | 0 | 0 | 0 | 0 | 0 | 0 | 0 | 0 | 0 | 0 | 0 | 0 | 0 | 0 | 0 | 0 | 0 | 0 | 0 | 0 | 0 | 0 | 0 | 0 | 0 | 0 | 0 | 0 | 0 | 0 | 0 | 0 | 0 | 0 | 0 | 0 | 0 | 0 | 0 | 0 | 0 | 0 | 0 | 0 | 0 | 0 | 0 | 0 | 0 | 0 | 0 | 0 | 0 | 0 | 0 | 0 | 0 | 0 | 0 | 0 | 0 | 0 | 0 | 0 | 0 | 0 | 0 | 0 | 0 | 0 | 0 | 0 | 0 | 0 | 0 | 0 | 0 | 0 | 0 | 0 | 0 | 0 | 0 | 0 | 0 | 0 | 0 | 0 | 0 | 0 | 0 | 0 | 0 | 0 | 0 | 0 | 0 | 0 | 0 | 0 | 0 | 0 | 0 | 0 | 0 | 0 | 0 | 0 | 0 | 0 | 0 | 0 | 0 | 0 | 0 | 0 | 0 | 0 | 0 | 0 | 0 | 0 | 0 | 0 | 0 | 0 | 0 | 0 | 0 | 0 | 0 | 0 | 0 | 0 | 0 | 0 | 0 | 0 | 0 | 0 | 0 | 0 | 0 | 0 | 0 | 0 | 0 | 0 | 0 | 0 | 0 | 0 | 0 | 0 | 0 | 0 | 0 | 0 | 0 | 0 | 0 | 0 | 0 | 0 | 0 | 0 | 0 | 0 | 0 | 0 | 0 | 0 | 0 | 0 | 0 | 0 | 0 | 0 | 0 | 0 | 0 | 0 | 0 | 0 | 0 | 0 | 0 | 0 | 0 | 0 | 0 | 0 | 0 | 0 | 0 | 0 | 0 | 0 | 0 | 0 | 0 | 0 | 0 | 0 | 0 | 0 | 0 | 0 | 0 | 0 | 0 | 0 | 0 | 0 | 0 | 0 | 0 | 0 | 0 | 0 | 0 | 0 | 0 | 0 | 0 | 0 | 0 | 0 | 0 | 0 | 0 | 0 | 0 | 0 | 0 | 0 | 0 | 0 | 0 | 0 | 0 | 0 | 0 | 0 | 0 | 0 | 0 | 0 | 0 | 0 | 0 | 0 | 0 | 0 | 0 | 0 | 0 | 0 | 0 | 0 | 0 | 0 | 0 | 0 | 0 | 0 | 0 | 0 | 0 | 0 | 0 | 0 | 0 | 0 | 0 | 0 | 0 | 0 | 0 | 0 | 0 | 0 | 0 | 0 | 0 | 0 | 0 | 0 | 0 | 0 | 0 | 0 | 0 | 0 | 0 | 0 | 0 | 0 | 0 | 0 | 0 | 0 | 0 | 0 | 0 | 0 | 0 | 0 | 0 | 0 | 0 | 0 | 0 | 0 | 0 | 0 | 0 | 0 | 0 | 0 | 0 | 0 | 0 | 0 | 0 | 0 | 0 | 0 | 0 | 0 | 0 | 0 | 0 | 0 | 0 | 0 | 0 | 0 | 0 | 0 | 0 | 0 | 0 | 0 | 0 | 0 | 0 | 0 | 0 | 0 | 0 | 0 | 0 | 0 | 0 | 0 | 0 | 0 | 0 | 0 | 0 | 0 | 0 | 0 | 0 | 0 | 0 | 0 | 0 | 0 | 0 | 0 | 0 | 0 | 0 | 0 | 0 | 0 | 0 | 0 | 0 | 0 | 0 | 0 | 0 | 0 | 0 | 0 | 0 | 0 | 0 | 0 | 0 | 0 | 0 | 0 | 0 | 0 | 0 | 0 | 0 | 0 | 0 | 0 | 0 | 0 | 0 | 0 | 0 | 0 | 0 | 0 | 0 | 0 | 0 | 0 | 0 | 0 | 0 | 0 | 0 | 0 | 0 | 0 | 0 | 0 | 0 | 0 | 0 | 0 | 0 | 0 | 0 | 0 | 0 | 0 | 0 | 0 | 0 | 0 | 0 | 0 | 0 | 0 | 0 | 0 | 0 | 0 | 0 | 0 | 0 | 0 | 0 | 0 | 0 | 0 | 0 | 0 | 0 | 0 | 0 | 0 | 0 | 0 | 0 | 0 | 0 | 0 | 0 | 0 | 0 | 0 | 0 | 0 | 0 | 0 | 0 | 0 | 0 | 0 | 0 | 0 | 0 | 0 | 0 | 0 | 0 | 0 | 0 | 0 | 0 | 0 | 0 | 0 | 0 | 0 | 0 | 0 | 0 | 0 | 0 | 0 | 0 | 0 | 0 | 0 | 0 | 0 | 0 | 0 | 0 | 0 | 0 | 0 | 0 | 0 | 0 | 0 | 0 | 0 | 0 | 0 | 0 | 0 | 0 | 0 | 0 | 0 | 0 | 0 | 0 | 0 | 0 | 0 | 0 | 0 | 0 | 0 | 0 | 0 | 0 | 0 | 0 | 0 | 0 | 0 | 0 | 0 | 0 | 0 | 0 | 0 | 0 | 0 | 0 | 0 | 0 | 0 | 0 | 0 | 0 | 0 | 0 | 0 | 0 | 0 | 0 | 0 | 0 | 0 | 0 | 0 | 0 | 0 | 0 | 0 | 0 | 0 | 0 | 0 | 0 | 0 | 0 | 0 | 0 | 0 | 0 | 0 | 0 | 0 | 0 | 0 | 0 | 0 | 0 | 0 | 0 | 0 | 0 | 0 | 0 | 0 | 0 | 0 | 0 | 0 | 0 | 0 | 0 | 0 | 0 | 0 | 0 | 0 | 0 | 0 | 0 | 0 | 0 | 0 | 0 | 0 | 0 | 0 | 0 | 0 | 0 | 0 | 0 | 0 | 0 | 0 | 0 | 0 | 0 | 0 | 0 | 0 | 0 | 0 | 0 | 0 | 0 | 0 | 0 | 0 | 0 | 0 | 0 | 0 | 0 | 0 | 0 | 0 | 0 | 0 | 0 | 0 | 0 | 0 | 0 | 0 | 0 | 0 | 0 | 0 | 0 | 0 | 0 | 0 | 0 | 0 | 0 | 0 | 0 | 0 | 0 | 0 | 0 | 0 | 0 | 0 | 0 | 0 | 0 | 0 | 0 | 0 | 0 | 0 | 0 | 0 | 0 | 0 | 0 | 0 | 0 | 0 | 0 | 0 | 0 | 0 | 0 | 0 | 0 | 0 | 0 | 0 | 0 | 0 | 0 | 0 | 0 | 0 | 0 | 0 | 0 | 0 | 0 | 0 | 0 | 0 | 0 | 0 | 0 | 0 | 0 | 0 | 0 | 0 | 0 | 0 | 0 | 0 | 0 | 0 | 0 | 0 | 0 | 0 | 0 | 0 | 0 | 0 | 0 | 0 | 0 | 0 | 0 | 0 | 0 | 0 | 0 | 0 | 0 | 0 | 0 | 0 | 0 | 0 | 0 | 0 | 0 | 0 | 0 | 0 | 0 | 0 | 0 | 0 | 0 | 0 | 0 | 0 | 0 | 0 | 0 | 0 | 0 | 0 | 0 | 0 | 0 | 0 | 0 | 0 | 0 | 0 | 0 | 0 | 0 | 0 | 0 | 0 | 0 | 0 | 0 | 0 | 0 | 0 | 0 | 0 | 0 | 0 | 0 | 0 | 0 | 0 | 0 | 0 | 0 | 0 | 0 | 0 | 0 | 0 | 0 | 0 | 0 | 0 | 0 | 0 | 0 | 0 | 0 | 0 | 0 | 0 | 0 | 0 | 0 | 0 | 0 | 0 | 0 | 0 | 0 | 0 | 0 | 0 | 0 | 0 | 0 | 0 | 0 | 0 | 0 | 0 | 0 | 0 | 0 | 0 | 0 | 0 | 0 | 0 | 0 | 0 | 0 | 0 | 0 | 0 | 0 | 0 | 0 | 0 | 0 | 0 | 0 | 0 | 0 | 0 | 0 | 0 | 0 | 0 | 0 | 0 | 0 | 0 | 0 | 0 | 0 | 0 | 0 | 0 | 0 | 0 | 0 | 0 | 0 | 0 | 0 | 0 | 0 | 0 | 0 | 0 | 0 | 0 | 0 | 0 | 0 | 0 | 0 | 0 | 0 | 0 | 0 | 0 | 0 | 0 | 0 | 0 | 0 | 0 | 0 | 0 | 0 | 0 | 0 | 0 | 0 | 0 | 0 | 0 | 0 | 0 | 0 | 0 | 0 | 0 | 0 | 0 | 0 | 0 | 0 | 0 | 0 | 0 | 0 | 0 | 0 | 0 | 0 | 0 | 0 | 0 | 0 | 0 | 0 | 0 | 0 | 0 | 0 | 0 | 0 | 0 | 0 | 0 | 0 | 0 | 0 | 0 | 0 | 0 | 0 | 0 | 0 | 0 | 0 | 0 | 0 | 0 | 0 | 0 | 0 | 0 | 0 | 0 | 0 | 0 | 0 | 0 | 0 | 0 | 0 | 0 | 0 | 0 | 0 | 0 | 0 | 0 | 0 | 0 | 0 | 0 | 0 | 0 | 0 | 0 | 0 | 0 | 0 | 0 | 0 | 0 | 0 | 0 | 0 | 0 | 0 | 0 | 0 | 0 | 0 | 0 | 0 | 0 | 0 | 0 | 0 | 0 | 0 | 0 | 0 | 0 | 0 | 0 | 0 | 0 | 0 | 0 | 0 | 0 | 0 | 0 | 0 | 0 | 0 | 0 | 0 | 0 | 0 | 0 | 0 | 0 | 0 | 0 | 0 | 0 | 0 | 0 | 0 | 0 | 0 | 0 | 0 | 0 | 0 | 0 | 0 | 0 | 0 | 0 | 0 | 0 | 0 | 0 | 0 | 0 | 0 | 0 | 0 | 0 | 0 | 0 | 0 | 0 | 0 | 0 | 0 | 0 | 0 | 0 | 0 | 0 | 0 | 0 | 0 | 0 | 0 | 0 | 0 | 0 | 0 | 0 | 0 | 0 | 0 | 0 | 0 | 0 | 0 | 0 | 0 | 0 | 0 | 0 | 0 | 0 | 0 | 0 | 0 | 0 | 0 | 0 | 0 | 0 | 0 | 0 | 0 | 0 | 0 | 0 | 0 | 0 | 0 | 0 | 0 | 0 | 0 | 0 | 0 | 0 | 0 | 0 | 0 | 0 | 0 | 0 | 0 | 0 | 0 | 0 | 0 | 0 | 0 | 0 | 0 | 0 | 0 | 0 | 0 | 0 | 0 | 0 | 0 | 0 | 0 | 0 | 0 | 0 | 0 | 0 | 0 | 0 | 0 | 0 | 0 | 0 | 0 | 0 | 0 | 0 | 0 | 0 | 0 | 0 | 0 | 0 | 0 | 0 | 0 | 0 | 0 | 0 | 0 | 0 | 0 | 0 | 0 | 0 | 0 | 0 | 0 | 0 | 0 | 0 | 0 | 0 | 0 | 0 | 0 | 0 | 0 | 0 | 0 | 0 | 0 | 0 | 0 | 0 | 0 | 0 | 0 | 0 | 0 | 0 | 0 | 0 | 0 | 0 | 0 | 0 | 0 | 0 | 0 | 0 | 0 | 0 | 0 | 0 | 0 | 0 | 0 | 0 | 0 | 0 | 0 | 0 | 0 | 0 | 0 | 0 | 0 | 0 | 0 | 0 | 0 | 0 | 0 | 0 | 0 | 0 | 0 | 0 | 0 | 0 | 0 | 0 | 0 | 0 | 0 | 0 | 0 | 0 | 0 | 0 | 0 | 0 | 0 | 0 | 0 | 0 | 0 | 0 | 0 | 0 | 0 | 0 | 0 | 0 | 0 | 0 | 0 | 0 | 0 | 0 | 0 | 0 | 0 | 0 | 0 | 0 | 0 | 0 | 0 | 0 | 0 | 0 | 0 | 0 | 0 | 0 | 0 | 0 | 0 | 0 | 0 | 0 | 0 | 0 | 0 | 0 | 0 | 0 | 0 | 0 | 0 | 0 | 0 | 0 | 0 | 0 | 0 | 0 | 0 | 0 | 0 | 0 | 0 | 0 | 0 | 0 | 0 | 0 | 0 | 0 | 0 | 0 | 0 | 0 | 0 | 0 | 0 | 0 | 0 | 0 | 0 | 0 | 0 | 0 | 0 | 0 | 0 | 0 | 0 | 0 | 0 | 0 | 0 | 0 | 0 | 0 | 0 | 0 | 0 | 0 | 0 | 0 | 0 | 0 | 0 | 0 | 0 | 0 | 0 | 0 | 0 | 0 | 0 | 0 | 0 | 0 | 0 | 0 | 0 | 0 | 0 | 0 | 0 | 0 | 0 | 0 | 0 | 0 | 0 | 0 | 0 | 0 | 0 | 0 | 0 | 0 | 0 | 0 | 0 | 0 | 0 | 0 | 0 | 0 | 0 | 0 | 0 | 0 | 0 | 0 | 0 | 0 | 0 | 0 | 0 | 0 | 0 | 0 | 0 | 0 | 0 | 0 | 0 | 0 | 0 | 0 | 0 | 0 | 0 | 0 | 0 | 0 | 0 | 0 | 0 | 0 | 0 | 0 | 0 | 0 | 0 | 0 | 0 | 0 | 0 | 0 | 0 | 0 | 0 | 0 | 0 | 0 | 0 | 0 | 0 | 0 | 0 | 0 | 0 | 0 | 0 | 0 | 0 | 0 | 0 | 0 | 0 | 0 | 0 | 0 | 0 | 0 | 0 | 0 | 0 | 0 | 0 | 0 | 0 | 0 | 0 | 0 | 0 | 0 | 0 | 0 | 0 | 0 | 0 | 0 | 0 | 0 | 0 | 0 | 0 | 0 | 0 | 0 | 0 | 0 | 0 | 0 | 0 | 0 | 0 | 0 | 0 | 0 | 0 | 0 | 0 | 0 | 0 | 0 | 0 | 0 | 0 | 0 | 0 | 0 | 0 | 0 | 0 | 0 | 0 | 0 | 0 | 0 | 0 | 0 | 0 | 0 | 0 | 0 | 0 | 0 | 0 | 0 | 0 | 0 | 0 | 0 | 0 | 0 | 0 | 0 | 0 | 0 | 0 | 0 | 0 | 0 | 0 | 0 | 0 | 0 | 0 | 0 | 0 | 0 | 0 | 0 | 0 | 0 | 0 | 0 | 0 | 0 | 0 | 0 | 0 | 0 | 0 | 0 | 0 | 0 | 0 | 0 | 0 | 0 | 0 | 0 | 0 | 0 | 0 | 0 | 0 | 0 | 0 | 0 | 0 | 0 | 0 | 0 | 0 | 0 | 0 | 0 | 0 | 0 | 0 | 0 | 0 | 0 | 0 | 0 | 0 | 0 | 0 | 0 | 0 | 0 | 0 | 0 | 0 | 0 | 0 | 0 | 0 | 0 | 0 | 0 | 0 | 0 | 0 | 0 | 0 | 0 | 0 | 0 | 0 | 0 | 0 | 0 | 0 | 0 | 0 | 0 | 0 | 0 | 0 | 0 | 0 | 0 | 0 | 0 | 0 | 0 | 0 | 0 | 0 | 0 | 0 | 0 | 0 | 0 | 0 | 0 | 0 | 0 | 0 | 0 | 0 | 0 | 0 | 0 | 0 | 0 | 0 | 0 | 0 | 0 | 0 | 0 | 0 | 0 | 0 | 0 | 0 | 0 | 0 | 0 | 0 | 0 | 0 | 0 | 0 | 0 | 0 | 0 | 0 | 0 | 0 | 0 | 0 | 0 | 0 | 0 | 0 | 0 | 0 | 0 | 0 | 0 | 0 | 0 | 0 | 0 | 0 | 0 | 0 | 0 | 0 | 0 | 0 | 0 | 0 | 0 | 0 | 0 | 0 | 0 | 0 | 0 | 0 | 0 | 0 | 0 | 0 | 0 | 0 | 0 | 0 | 0 | 0 | 0 | 0 | 0 | 0 | 0 | 0 | 0 | 0 | 0 | 0 | 0 | 0 | 0 | 0 | 0 | 0 | 0 | 0 | 0 | 0 | 0 | 0 | 0 | 0 | 0 | 0 | 0 | 0 | 0 | 0 | 0 | 0 | 0 | 0 | 0 | 0 | 0 | 0 | 0 | 0 | 0 | 0 | 0 | 0 | 0 | 0 | 0 | 0 | 0 | 0 | 0 | 0 | 0 | 0 | 0 | 0 | 0 | 0 | 0 | 0 | 0 | 0 | 0 | 0 | 0 | 0 | 0 | 0 | 0 | 0 | 0 | 0 | 0 | 0 | 0 | 0 | 0 | 0 | 0 | 0 | 0 | 0 | 0 | 0 | 0 | 0 | 0 | 0 | 0 | 0 | 0 | 0 | 0 | 0 | 0 | 0 | 0 | 0 | 0 | 0 | 0 | 0 | 0 | 0 | 0 | 0 | 0 | 0 | 0 | 0 | 0 | 0 | 0 | 0 | 0 | 0 | 0 | 0 | 0 | 0 | 0 | 0 | 0 | 0 | 0 | 0 | 0 | 0 | 0 | 0 | 0 | 0 | 0 | 0 | 0 | 0 | 0 | 0 | 0 | 0 | 0 | 0 | 0 | 0 | 0 | 0 | 0 | 0 | 0 | 0 | 0 | 0 | 0 | 0 | 0 | 0 | 0 | 0 | 0 | 0 | 0 | 0 | 0 | 0 | 0 | 0 | 0 | 0 | 0 | 0 | 0 | 0 | 0 | 0 | 0 | 0 | 0 | 0 | 0 | 0 | 0 | 0 | 0 | 0 | 0 | 0 | 0 | 0 | 0 | 0 | 0 | 0 | 0 | 0 | 0 | 0 | 0 | 0 | 0 | 0 | 0 | 0 | 0 | 0 | 0 | 0 | 0 | 0 | 0 | 0 | 0 | 0 | 0 | 0 | 0 | 0 | 0 | 0 | 0 | 0 | 0 | 0 | 0 | 0 | 0 | 0 | 0 | 0 | 0 | 0 | 0 | 0 | 0 | 0 | 0 | 0 | 0 | 0 | 0 | 0 | 0 | 0 | 0 | 0 | 0 | 0 | 0 | 0 | 0 | 0 | 0 | 0 | 0 | 0 | 0 | 0 | 0 | 0 | 0 | 0 | 0 | 0 | 0 | 0 | 0 | 0 | 0 | 0 | 0 | 0 | 0 | 0 | 0 | 0 | 0 | 0 | 0 | 0 | 0 | 0 | 0 | 0 | 0 | 0 | 0 | 0 | 0 | 0 | 0 | 0 | 0 | 0 | 0 | 0 | 0 | 0 | 0 | 0 | 0 | 0 | 0 | 0 | 0 | 0 | 0 | 0 | 0 | 0 | 0 | 0 | 0 | 0 | 0 | 0 | 0 | 0 | 0 | 0 | 0 | 0 | 0 | 0 | 0 | 0 | 0 | 0 | 0 | 0 | 0 | 0 | 0 | 0 | 0 | 0 | 0 | 0 | 0 | 0 | 0 | 0 | 0 | 0 | 0 | 0 | 0 | 0 | 0 | 0 | 0 | 0 | 0 | 0 | 0 | 0 | 0 | 0 | 0 | 0 | 0 | 0 | 0 | 0 | 0 | 0 | 0 | 0 | 0 | 0 | 0 | 0 | 0 | 0 | 0 | 0 | 0 | 0 | 0 | 0 | 0 | 0 | 0 | 0 | 0 | 0 | 0 | 0 | 0 | 0 | 0 | 0 | 0 | 0 | 0 | 0 | 0 | 0 | 0 | 0 | 0 | 0 | 0 | 0 | 0 | 0 | 0 | 0 | 0 | 0 | 0 | 0 | 0 | 0 | 0 | 0 | 0 | 0 | 0 | 0 | 0 | 0 | 0 | 0 | 0 | 0 | 0 | 0 | 0 | 0 | 0 | 0 | 0 | 0 | 0 | 0 | 0 | 0 | 0 | 0 | 0 | 0 | 0 | 0 | 0 | 0 | 0 | 0 | 0 | 0 | 0 | 0 | 0 | 0 | 0 | 0 | 0 | 0 | 0 | 0 | 0 | 0 | 0 | 0 | 0 | 0 | 0 | 0 | 0 | 0 | 0 | 0 | 0 | 0 | 0 | 0 | 0 | 0 | 0 | 0 | 0 | 0 | 0 | 0 | 0 | 0 | 0 | 0 | 0 | 0 | 0 | 0 | 0 | 0 | 0 | 0 | 0 | 0 | 0 | 0 | 0 | 0 | 0 | 0 | 0 | 0 | 0 | 0 | 0 | 0 | 0 | 0 | 0 | 0 | 0 | 0 | 0 | 0 | 0 | 0 | 0 | 0 | 0 | 0 | 0 | 0 | 0 | 0 | 0 | 0 | 0 | 0 | 0 | 0 | 0 | 0 | 0 | 0 | 0 | 0 | 0 | 0 | 0 | 0 | 0 | 0 | 0 | 0 | 0 | 0 | 0 | 0 | 0 | 0 | 0 | 0 | 0 | 0 | 0 | 0 | 0 | 0 | 0 | 0 | 0 | 0 | 0 | 0 | 0 | 0 | 0 | 0 | 0 | 0 | 0 | 0 | 0 | 0 | 0 | 0 | 0 | 0 | 0 | 0 | 0 | 0 | 0 | 0 | 0 | 0 | 0 | 0 | 0 | 0 | 0 | 0 | 0 | 0 | 0 | 0 | 0 | 0 | 0 | 0 | 0 | 0 | 0 | 0 | 0 | 0 | 0 | 0 | 0 | 0 | 0 | 0 | 0 | 0 | 0 | 0 | 0 | 0 | 0 | 0 | 0 | 0 | 0 | 0 | 0 | 0 | 0 | 0 | 0 | 0 | 0 | 0 | 0 | 0 | 0 | 0 | 0 | 0 | 0 | 0 | 0 | 0 | 0 | 0 | 0 | 0 | 0 | 0 | 0 | 0 | 0 | 0 | 0 | 0 | 0 | 0 | 0 | 0 | 0 | 0 | 0 | 0 | 0 | 0 | 0 | 0 | 0 | 0 | 0 | 0 | 0 | 0 | 0 | 0 | 0 | 0 | 0 | 0 | 0 | 0 | 0 | 0 | 0 | 0 | 0 | 0 | 0 | 0 | 0 | 0 | 0 | 0 | 0 | 0 | 0 | 0 | 0 | 0 | 0 | 0 | 0 | 0 | 0 | 0 | 0 | 0 | 0 | 0 | 0 | 0 | 0 | 0 | 0 | 0 | 0 | 0 | 0 | 0 | 0 | 0 | 0 | 0 | 0 | 0 | 0 | 0 | 0 | 0 | 0 | 0 | 0 | 0 | 0 | 0 | 0 | 0 | 0 | 0 | 0 | 0 | 0 | 0 | 0 | 0 | 0 | 0 | 0 | 0 | 0 | 0 | 0 | 0 | 0 | 0 | 0 | 0 | 0 | 0 | 0 | 0 | 0 | 0 | 0 | 0 | 0 | 0 | 0 | 0 | 0 | 0 | 0 | 0 | 0 | 0 | 0 | 0 | 0 | 0 | 0 | 0 | 0 | 0 | 0 | 0 | 0 | 0 | 0 | 0 | 0 | 0 | 0 | 0 | 0 | 0 | 0 | 0 | 0 | 0 | 0 | 0 | 0 | 0 | 0 | 0 | 0 | 0 | 0 | 0 | 0 | 0 | 0 | 0 | 0 | 0 | 0 | 0 | 0 | 0 | 0 | 0 | 0 | 0 | 0 | 0 | 0 | 0 | 0 | 0 | 0 | 0 | 0 | 0 | 0 | 0 | 0 | 0 | 0 | 0 | 0 | 0 | 0 | 0 | 0 | 0 | 0 | 0 | 0 | 0 | 0 | 0 | 0 | 0 | 0 | 0 | 0 | 0 | 0 | 0 | 0 | 0 | 0 | 0 | 0 | 0 | 0 | 0 | 0 | 0 | 0 | 0 | 0 | 0 | 0 | 0 | 0 | 0 | 0 | 0 | 0 | 0 | 0 | 0 | 0 | 0 | 0 | 0 | 0 | 0 | 0 | 0 | 0 | 0 | 0 | 0 | 0 | 0 | 0 | 0 | 0 | 0 | 0 | 0 | 0 | 0 | 0 | 0 | 0 | 0 | 0 | 0 | 0 | 0 | 0 | 0 | 0 | 0 | 0 | 0 | 0 | 0 | 0 | 0 | 0 | 0 | 0 | 0 | 0 | 0 | 0 | 0 | 0 | 0 | 0 | 0 | 0 | 0 | 0 | 0 | 0 | 0 | 0 | 0 | 0 | 0 | 0 | 0 | 0 | 0 | 0 | 0 | 0 | 0 | 0 | 0 | 0 | 0 | 0 | 0 | 0 | 0 | 0 | 0 | 0 | 0 | 0 | 0 | 0 | 0 | 0 | 0 | 0 | 0 | 0 | 0 | 0 | 0 | 0 | 0 | 0 | 0 | 0 | 0 | 0 | 0 | 0 | 0 | 0 | 0 | 0 | 0 | 0 | 0 | 0 | 0 | 0 | 0 | 0 | 0 | 0 | 0 | 0 | 0 | 0 | 0 | 0 | 0 | 0 | 0 | 0 | 0 | 0 | 0 | 0 | 0 | 0 | 0 | 0 | 0 | 0 | 0 | 0 | 0 | 0 | 0 | 0 | 0 | 0 | 0 | 0 | 0 | 0 | 0 | 0 | 0 | 0 | 0 | 0 | 0 | 0 | 0 | 0 | 0 | 0 | 0 | 0 | 0 | 0 | 0 | 0 | 0 | 0 | 0 | 0 | 0 | 0 | 0 | 0 | 0 | 0 | 0 | 0 | 0 | 0 | 0 | 0 | 0 | 0 | 0 | 0 | 0 | 0 | 0 | 0 | 0 | 0 | 0 | 0 | 0 | 0 | 0 | 0 | 0 | 0 | 0 | 0 | 0 | 0 | 0 | 0 | 0 | 0 | 0 | 0 | 0 | 0 | 0 | 0 | 0 | 0 | 0 | 0 | 0 | 0 | 0 | 0 | 0 | 0 | 0 | 0 | 0 | 0 | 0 | 0 | 0 | 0 | 0 | 0 | 0 | 0 | 0 | 0 | 0 | 0 | 0 | 0 | 0 | 0 | 0 | 0 | 0 | 0 | 0 | 0 | 0 | 0 | 0 | 0 | 0 | 0 | 0 | 0 | 0 | 0 | 0 | 0 | 0 | 0 | 0 | 0 | 0 | 0 | 0 | 0 | 0 | 0 | 0 | 0 | 0 | 0 | 0 | 0 | 0 | 0 | 0 | 0 | 0 | 0 | 0 | 0 | 0 | 0 | 0 | 0 | 0 | 0 | 0 | 0 | 0 | 0 | 0 | 0 | 0 | 0 | 0 | 0 | 0 | 0 | 0 | 0 | 0 | 0 | 0 | 0 | 0 | 0 | 0 | 0 | 0 | 0 | 0 | 0 | 0 | 0 | 0 | 0 | 0 | 0 | 0 | 0 | 0 | 0 | 0 | 0 | 0 | 0 | 0 | 0 | 0 | 0 | 0 | 0 | 0 | 0 | 0 | 0 | 0 | 0 | 0 | 0 | 0 | 0 | 0 | 0 | 0 | 0 | 0 | 0 | 0 | 0 | 0 | 0 | 0 | 0 | 0 | 0 | 0 | 0 | 0 | 0 | 0 | 0 | 0 | 0 | 0 | 0 | 0 | 0 | 0 | 0 | 0 | 0 | 0 | 0 | 0 | 0 | 0 | 0 | 0 | 0 | 0 | 0 | 0 | 0 | 0 | 0 | 0 | 0 | 0 | 0 | 0 | 0 | 0 | 0 | 0 | 0 | 0 | 0 | 0 | 0 | 0 | 0 | 0 | 0 | 0 | 0 | 0 | 0 | 0 | 0 | 0 | 0 | 0 | 0 | 0 | 0 | 0 | 0 | 0 | 0 | 0 | 0 | 0 | 0 | 0 | 0 | 0 | 0 | 0 | 0 | 0 | 0 | 0 | 0 | 0 | 0 | 0 | 0 | 0 | 0 | 0 | 0 | 0 | 0 | 0 | 0 | 0 | 0 | 0 | 0 | 0 | 0 | 0 | 0 | 0 | 0 | 0 | 0 | 0 | 0 | 0 | 0 | 0 | 0 | 0 | 0 | 0 | 0 | 0 | 0 | 0 | 0 | 0 | 0 | 0 | 0 | 0 | 0 | 0 | 0 | 0 | 0 | 0 | 0 | 0 | 0 | 0 | 0 | 0 | 0 | 0 | 0 | 0 | 0 | 0 | 0 | 0 | 0 | 0 | 0 | 0 | 0 | 0 | 0 | 0 | 0 | 0 | 0 | 0 | 0 | 0 | 0 | 0 | 0 | 0 | 0 | 0 | 0 | 0 | 0 | 0 | 0 | 0 | 0 | 0 | 0 | 0 | 0 | 0 | 0 | 0 | 0 | 0 | 0 | 0 | 0 | 0 | 0 | 0 | 0 | 0 | 0 | 0 | 0 | 0 | 0 | 0 | 0 | 0 | 0 | 0 | 0 | 0 | 0 | 0 | 0 | 0 | 0 | 0 | 0 | 0 | 0 | 0 | 0 | 0 | 0 | 0 | 0 | 0 | 0 | 0 | 0 | 0 | 0 | 0 | 0 | 0 | 0 | 0 | 0 | 0 | 0 | 0 | 0 | 0 | 0 | 0 | 0 | 0 | 0 | 0 | 0 | 0 | 0 | 0 | 0 | 0 | 0 | 0 | 0 | 0 | 0 | 0 | 0 | 0 | 0 | 0 | 0 | 0 | 0 | 0 | 0 | 0 | 0 | 0 | 0 | 0 | 0 | 0 | 0 | 0 | 0 | 0 | 0 | 0 | 0 | 0 | 0 | 0 | 0 | 0 | 0 | 0 | 0 | 0 | 0 | 0 | 0 | 0 | 0 | 0 | 0 | 0 | 0 | 0 | 0 | 0 | 0 | 0 | 0 | 0 | 0 | 0 | 0 | 0 | 0 | 0 | 0 | 0 | 0 | 0 | 0 | 0 | 0 | 0 | 0 | 0 | 0 | 0 | 0 | 0 | 0 | 0 | 0 | 0 | 0 | 0 | 0 | 0 | 0 | 0 | 0 | 0 | 0 | 0 | 0 | 0 | 0 | 0 | 0 | 0 | 0 | 0 | 0 | 0 | 0 | 0 | 0 | 0 | 0 | 0 | 0 | 0 | 0 | 0 | 0 | 0 | 0 | 0 | 0 | 0 | 0 | 0 | 0 | 0 | 0 | 0 | 0 | 0 | 0 | 0 | 0 | 0 | 0 | 0 | 0 | 0 | 0 | 0 | 0 | 0 | 0 | 0 | 0 | 0 | 0 | 0 | 0 | 0 | 0 | 0 | 0 | 0 | 0 | 0 | 0 | 0 | 0 | 0 | 0 | 0 | 0 | 0 | 0 | 0 | 0 | 0 | 0 | 0 | 0 | 0 | 0 | 0 | 0 | 0 | 0 | 0 | 0 | 0 | 0 | 0 | 0 | 0 | 0 | 0 | 0 | 0 | 0 | 0 | 0 | 0 | 0 | 0 | 0 | 0 | 0 | 0 | 0 | 0 | 0 | 0 | 0 | 0 | 0 | 0 | 0 | 0 | 0 | 0 | 0 | 0 | 0 | 0 | 0 | 0 | 0 | 0 | 0 | 0 | 0 | 0 | 0 | 0 | 0 | 0 | 0 | 0 | 0 | 0 | 0 | 0 | 0 | 0 | 0 | 0 | 0 | 0 | 0 | 0 | 0 | 0 | 0 | 0 | 0 | 0 | 0 | 0 | 0 | 0 | 0 | 0 | 0 | 0 | 0 | 0 | 0 | 0 | 0 | 0 | 0 | 0 | 0 | 0 | 0 | 0 | 0 | 0 | 0 | 0 | 0 | 0 | 0 | 0 | 0 | 0 | 0 | 0 | 0 | 0 | 0 | 0 | 0 | 0 | 0 | 0 | 0 | 0 | 0 | 0 | 0 | 0 | 0 | 0 | 0 | 0 | 0 | 0 | 0 | 0 | 0 | 0 | 0 | 0 | 0 | 0 | 0 | 0 | 0 | 0 | 0 | 0 | 0 | 0 | 0 | 0 | 0 | 0 | 0 | 0 | 0 | 0 | 0 | 0 | 0 | 0 | 0 | 0 | 0 | 0 | 0 | 0 | 0 | 0 | 0 | 0 | 0 | 0 | 0 | 0 | 0 | 0 | 0 | 0 | 0 | 0 | 0 | 0 | 0 | 0 | 0 | 0 | 0 | 0 | 0 | 0 | 0 | 0 | 0 | 0 | 0 | 0 | 0 | 0 | 0 | 0 | 0 | 0 | 0 | 0 | 0 | 0 | 0 | 0 | 0 | 0 | 0 | 0 | 0 | 0 | 0 | 0 | 0 | 0 | 0 | 0 | 0 | 0 | 0 | 0 | 0 | 0 | 0 | 0 | 0 | 0 | 0 | 0 | 0 | 0 | 0 | 0 | 0 | 0 | 0 | 0 | 0 | 0 | 0 | 0 | 0 | 0 | 0 | 0 | 0 | 0 | 0 | 0 | 0 | 0 | 0 | 0 | 0 | 0 | 0 | 0 | 0 | 0 | 0 | 0 | 0 | 0 | 0 | 0 | 0 | 0 | 0 | 0 | 0 | 0 | 0 | 0 | 0 | 0 | 0 | 0 | 0 | 0 | 0 | 0 | 0 | 0 | 0 | 0 | 0 | 0 | 0 | 0 | 0 | 0 | 0 | 0 | 0 | 0 | 0 | 0 | 0 | 0 | 0 | 0 | 0 | 0 | 0 | 0 | 0 | 0 | 0 | 0 | 0 | 0 | 0 | 0 | 0 | 0 | 0 | 0 | 0 | 0 | 0 | 0 | 0 | 0 | 0 | 0 | 0 | 0 | 0 | 0 | 0 | 0 | 0 | 0 | 0 | 0 | 0 | 0 | 0 | 0 | 0 | 0 | 0 | 0 | 0 | 0 | 0 | 0 | 0 | 0 | 0 | 0 | 0 | 0 | 0 | 0 | 0 | 0 | 0 | 0 | 0 | 0 | 0 | 0 | 0 | 0 | 0 | 0 | 0 | 0 | 0 | 0 | 0 | 0 | 0 | 0 | 0 | 0 | 0 | 0 | 0 | 0 | 0 | 0 | 0 | 0 | 0 | 0 | 0 | 0 | 0 | 0 | 0 | 0 | 0 | 0 | 0 | 0 | 0 | 0 | 0 | 0 | 0 | 0 | 0 | 0 | 0 | 0 | 0 | 0 | 0 | 0 | 0 | 0 | 0 | 0 | 0 | 0 | 0 | 0 | 0 | 0 | 0 | 0 | 0 | 0 | 0 | 0 | 0 | 0 | 0 | 0 | 0 | 0 | 0 | 0 | 0 | 0 | 0 | 0 | 0 | 0 | 0 | 0 | 0 | 0 | 0 | 0 | 0 | 0 | 0 | 0 | 0 | 0 | 0 | 0 | 0 | 0 | 0 | 0 | 0 | 0 | 0 | 0 | 0 | 0 | 0 | 0 | 0 | 0 | 0 | 0 | 0 | 0 | 0 | 0 | 0 | 0 | 0 | 0 | 0 | 0 | 0 | 0 | 0 | 0 | 0 | 0 | 0 | 0 | 0 | 0 | 0 | 0 | 0 | 0 | 0 | 0 | 0 | 0 | 0 | 0 | 0 | 0 | 0 | 0 | 0 | 0 | 0 | 0 | 0 | 0 | 0 | 0 | 0 | 0 | 0 | 0 | 0 | 0 | 0 | 0 | 0 | 0 | 0 | 0 | 0 | 0 | 0 | 0 | 0 | 0 | 0 | 0 | 0 | 0 | 0 | 0 | 0 | 0 | 0 | 0 | 0 | 0 | 0 | 0 | 0 | 0 | 0 | 0 | 0 | 0 | 0 | 0 | 0 | 0 | 0 | 0 | 0 | 0 | 0 | 0 | 0 | 0 | 0 | 0 | 0 | 0 | 0 | 0 | 0 | 0 | 0 | 0 | 0 | 0 | 0 | 0 | 0 | 0 | 0 | 0 | 0 | 0 | 0 | 0 | 0 | 0 | 0 | 0 | 0 | 0 | 0 | 0 | 0 | 0 | 0 | 0 | 0 | 0 | 0 | 0 | 0 | 0 | 0 | 0 | 0 | 0 | 0 | 0 | 0 | 0 | 0 | 0 | 0 | 0 | 0 | 0 | 0 | 0 | 0 | 0 | 0 | 0 | 0 | 0 | 0 | 0 | 0 | 0 | 0 | 0 | 0 | 0 | 0 | 0 | 0 | 0 | 0 | 0 | 0 | 0 | 0 | 0 | 0 | 0 | 0 | 0 | 0 | 0 | 0 | 0 | 0 | 0 | 0 | 0 | 0 | 0 | 0 | 0 | 0 | 0 | 0 | 0 | 0 | 0 | 0 | 0 | 0 | 0 | 0 | 0 | 0 | 0 | 0 | 0 | 0 | 0 | 0 | 0 | 0 | 0 | 0 | 0 | 0 | 0 | 0 | 0 | 0 | 0 | 0 | 0 | 0 | 0 | 0 | 0 | 0 | 0 | 0 | 0 | 0 | 0 | 0 | 0 | 0 | 0 | 0 | 0 | 0 | 0 | 0 | 0 | 0 | 0 | 0 | 0 | 0 | 0 | 0 | 0 | 0 | 0 | 0 | 0 | 0 | 0 | 0 | 0 | 0 | 0 | 0 | 0 | 0 | 0 | 0 | 0 | 0 | 0 | 0 | 0 | 0 | 0 | 0 | 0 | 0 | 0 | 0 | 0 | 0 | 0 | 0 | 0 | 0 | 0 | 0 | 0 | 0 | 0 | 0 | 0 | 0 | 0 | 0 | 0 | 0 | 0 | 0 | 0 | 0 | 0 | 0 | 0 | 0 | 0 | 0 | 0 | 0 | 0 | 0 | 0 | 0 | 0 | 0 | 0 | 0 | 0 | 0 | 0 | 0 | 0 | 0 | 0 | 0 | 0 | 0 | 0 | 0 | 0 | 0 | 0 | 0 | 0 | 0 | 0 | 0 | 0 | 0 | 0 | 0 | 0 | 0 | 0 | 0 | 0 | 0 | 0 | 0 | 0 | 0 | 0 | 0 | 0 | 0 | 0 | 0 | 0 | 0 | 0 | 0 | 0 | 0 | 0 | 0 | 0 | 0 | 0 | 0 | 0 | 0 | 0 | 0 | 0 | 0 | 0 | 0 | 0 | 0 | 0 | 0 | 0 | 0 | 0 | 0 | 0 | 0 | 0 | 0 | 0 | 0 | 0 | 0 | 0 | 0 | 0 | 0 | 0 | 0 | 0 | 0 | 0 | 0 | 0 | 0 | 0 | 0 | 0 | 0 | 0 | 0 | 0 | 0 | 0 | 0 | 0 | 0 | 0 | 0 | 0 | 0 | 0 | 0 | 0 | 0 | 0 | 0 | 0 | 0 | 0 | 0 | 0 | 0 | 0 | 0 | 0 | 0 | 0 | 0 | 0 | 0 | 0 | 0 | 0 | 0 | 0 | 0 | 0 | 0 | 0 | 0 | 0 | 0 | 0 | 0 | 0 | 0 | 0 | 0 | 0 | 0 | 0 | 0 | 0 | 0 | 0 | 0 | 0 | 0 | 0 | 0 | 0 | 0 | 0 | 0 | 0 | 0 | 0 | 0 | 0 | 0 | 0 | 0 | 0 | 0 | 0 | 0 | 0 | 0 | 0 | 0 | 0 | 0 | 0 | 0 | 0 | 0 | 0 | 0 | 0 | 0 | 0 | 0 | 0 | 0 | 0 | 0 | 0 | 0 | 0 | 0 | 0 | 0 | 0 | 0 | 0 | 0 | 0 | 0 | 0 | 0 | 0 | 0 | 0 | 0 | 0 | 0 | 0 | 0 | 0 | 0 | 0 | 0 | 0 | 0 | 0 | 0 | 0 | 0 | 0 | 0 | 0 | 0 | 0 | 0 | 0 | 0 | 0 | 0 | 0 | 0 | 0 | 0 | 0 | 0 | 0 | 0 | 0 | 0 | 0 | 0 | 0 | 0 | 0 | 0 | 0 | 0 | 0 | 0 | 0 | 0 | 0 | 0 | 0 | 0 | 0 | 0 | 0 | 0 | 0 | 0 | 0 | 0 | 0 | 0 | 0 | 0 | 0 | 0 | 0 | 0 | 0 | 0 | 0 | 0 | 0 | 0 | 0 | 0 | 0 | 0 | 0 | 0 | 0 | 0 | 0 | 0 | 0 | 0 | 0 | 0 | 0 | 0 | 0 | 0 | 0 | 0 | 0 | 0 | 0 | 0 | 0 | 0 | 0 | 0 | 0 | 0 | 0 | 0 | 0 | 0 | 0 | 0 | 0 | 0 | 0 | 0 | 0 | 0 | 0 | 0 | 0 | 0 | 0 | 0 | 0 | 0 | 0 | 0 | 0 | 0 | 0 | 0 | 0 | 0 | 0 | 0 | 0 | 0 | 0 | 0 | 0 | 0 | 0 | 0 | 0 | 0 | 0 | 0 | 0 | 0 | 0 | 0 | 0 | 0 | 0 | 0 | 0 | 0 | 0 | 0 | 0 | 0 | 0 | 0 | 0 | 0 | 0 | 0 | 0 | 0 | 0 | 0 | 0 | 0 | 0 | 0 | 0 | 0 | 0 | 0 | 0 | 0 | 0 | 0 | 0 | 0 | 0 | 0 | 0 | 0 | 0 | 0 | 0 | 0 | 0 | 0 | 0 | 0 | 0 | 0 | 0 | 0 | 0 | 0 | 0 | 0 | 0 | 0 | 0 | 0 | 0 | 0 | 0 | 0 | 0 | 0 | 0 | 0 | 0 | 0 | 0 | 0 | 0 | 0 | 0 | 0 | 0 | 0 | 0 | 0 | 0 | 0 | 0 | 0 | 0 | 0 | 0 | 0 | 0 | 0 | 0 | 0 | 0 | 0 | 0 | 0 | 0 | 0 | 0 | 0 | 0 | 0 | 0 | 0 | 0 | 0 | 0 | 0 | 0 | 0 | 0 | 0 | 0 | 0 | 0 | 0 | 0 | 0 | 0 | 0 | 0 | 0 | 0 | 0 | 0 | 0 | 0 | 0 | 0 | 0 | 0 | 0 | 0 | 0 | 0 | 0 | 0 | 0 | 0 | 0 | 0 | 0 | 0 | 0 | 0 | 0 | 0 | 0 | 0 | 0 | 0 | 0 | 0 | 0 | 0 | 0 | 0 | 0 | 0 | 0 | 0 | 0 | 0 | 0 | 0 | 0 | 0 | 0 | 0 | 0 | 0 | 0 | 0 | 0 | 0 | 0 | 0 | 0 | 0 | 0 | 0 | 0 | 0 | 0 | 0 | 0 | 0 | 0 | 0 | 0 | 0 | 0 | 0 | 0 | 0 | 0 | 0 | 0 | 0 | 0 | 0 | 0 | 0 | 0 | 0 | 0 | 0 | 0 | 0 | 0 | 0 | 0 | 0 | 0 | 0 | 0 | 0 | 0 | 0 | 0 | 0 | 0 | 0 | 0 | 0 | 0 | 0 | 0 | 0 | 0 | 0 | 0 | 0 | 0 | 0 | 0 | 0 | 0 | 0 | 0 | 0 | 0 | 0 | 0 | 0 | 0 | 0 | 0 | 0 | 0 | 0 | 0 | 0 | 0 | 0 | 0 | 0 | 0 | 0 | 0 | 0 | 0 | 0 | 0 | 0 | 0 | 0 | 0 | 0 | 0 | 0 | 0 | 0 | 0 | 0 | 0 | 0 | 0 | 0 | 0 | 0 | 0 | 0 | 0 | 0 | 0 | 0 | 0 | 0 | 0 | 0 | 0 | 0 | 0 | 0 | 0 | 0 | 0 | 0 | 0 | 0 | 0 | 0 | 0 | 0 | 0 | 0 | 0 | 0 | 0 | 0 | 0 | 0 | 0 | 0 | 0 | 0 | 0 | 0 | 0 | 0 | 0 | 0 | 0 | 0 | 0 | 0 | 0 | 0 | 0 | 0 | 0 | 0 | 0 | 0 | 0 | 0 | 0 | 0 | 0 | 0 | 0 | 0 | 0 | 0 | 0 | 0 | 0 | 0 | 0 | 0 | 0 | 0 | 0 | 0 | 0 | 0 | 0 | 0 | 0 | 0 | 0 | 0 | 0 | 0 | 0 | 0 | 0 | 0 | 0 | 0 | 0 | 0 | 0 | 0 | 0 | 0 | 0 | 0 | 0 | 0 | 0 | 0 | 0 | 0 | 0 | 0 | 0 | 0 | 0 | 0 | 0 | 0 | 0 | 0 | 0 | 0 | 0 | 0 | 0 | 0 | 0 | 0 | 0 | 0 | 0 | 0 | 0 | 0 | 0 | 0 | 0 | 0 | 0 | 0 | 0 | 0 | 0 | 0 | 0 | 0 | 0 | 0 | 0 | 0 | 0 | 0 | 0 | 0 | 0 | 0 | 0 | 0 | 0 | 0 | 0 | 0 | 0 | 0 | 0 | 0 | 0 | 0 | 0 | 0 | 0 | 0 | 0 | 0 | 0 | 0 | 0 | 0 | 0 | 0 | 0 | 0 | 0 | 0 | 0 | 0 | 0 | 0 | 0 | 0 | 0 | 0 | 0 | 0 | 0 | 0 | 0 | 0 | 0 | 0 | 0 | 0 | 0 | 0 | 0 | 0 | 0 | 0 | 0 | 0 | 0 | 0 | 0 | 0 | 0 | 0 | 0 | 0 | 0 | 0 | 0 | 0 | 0 | 0 | 0 | 0 | 0 | 0 | 0 | 0 | 0 | 0 | 0 | 0 | 0 | 0 | 0 | 0 | 0 | 0 | 0 | 0 | 0 | 0 | 0 | 0 | 0 | 0 | 0 | 0 | 0 | 0 | 0 | 0 | 0 | 0 | 0 | 0 | 0 | 0 | 0 | 0 | 0 | 0 | 0 | 0 | 0 | 0 | 0 | 0 | 0 | 0 | 0 | 0 | 0 | 0 | 0 | 0 | 0 | 0 | 0 | 0 | 0 | 0 | 0 | 0 | 0 | 0 | 0 | 0 | 0 | 0 | 0 | 0 | 0 | 0 | 0 | 0 | 0 | 0 | 0 | 0 | 0 | 0 | 0 | 0 | 0 | 0 | 0 | 0 | 0 | 0 | 0 | 0 | 0 | 0 | 0 | 0 | 0 | 0 | 0 | 0 | 0 | 0 | 0 | 0 | 0 | 0 | 0 | 0 | 0 | 0 | 0 | 0 | 0 | 0 | 0 | 0 | 0 | 0 | 0 | 0 | 0 | 0 | 0 | 0 | 0 | 0 | 0 | 0 | 0 | 0 | 0 | 0 | 0 | 0 | 0 | 0 | 0 | 0 | 0 | 0 | 0 | 0 | 0 | 0 | 0 | 0 | 0 | 0 | 0 | 0 | 0 | 0 | 0 | 0 | 0 | 0 | 0 | 0 | 0 | 0 | 0 | 0 | 0 | 0 | 0 | 0 | 0 | 0 | 0 | 0 | 0 | 0 | 0 | 0 | 0 | 0 | 0 | 0 | 0 | 0 | 0 | 0 | 0 | 0 | 0 | 0 | 0 | 0 | 0 | 0 | 0 | 0 | 0 | 0 | 0 | 0 | 0 | 0 | 0 | 0 | 0 | 0 | 0 | 0 | 0 | 0 | 0 | 0 | 0 | 0 | 0 | 0 | 0 | 0 | 0 | 0 | 0 | 0 | 0 | 0 | 0 | 0 | 0 | 0 | 0 | 0 | 0 | 0 | 0 | 0 | 0 | 0 | 0 | 0 | 0 | 0 | 0 | 0 | 0 | 0 | 0 | 0 | 0 | 0 | 0 | 0 | 0 | 0 | 0 | 0 | 0 | 0 | 0 | 0 | 0 | 0 | 0 | 0 | 0 | 0 | 0 | 0 | 0 | 0 | 0 | 0 | 0 | 0 | 0 | 0 | 0 | 0 | 0 | 0 | 0 | 0 | 0 | 0 | 0 | 0 | 0 | 0 | 0 | 0 | 0 | 0 | 0 | 0 | 0 | 0 | 0 | 0 | 0 | 0 | 0 | 0 | 0 | 0 | 0 | 0 | 0 | 0 | 0 | 0 | 0 | 0 | 0 | 0 | 0 | 0 | 0 | 0 | 0 | 0 | 0 | 0 | 0 | 0 | 0 | 0 | 0 | 0 | 0 | 0 | 0 | 0 | 0 | 0 | 0 | 0 | 0 | 0 | 0 | 0 | 0 | 0 | 0 | 0 | 0 | 0 | 0 | 0 | 0 | 0 | 0 | 0 | 0 | 0 | 0 | 0 | 0 | 0 | 0 | 0 | 0 | 0 | 0 | 0 | 0 | 0 | 0 | 0 | 0 | 0 | 0 | 0 | 0 | 0 | 0 | 0 | 0 | 0 | 0 | 0 | 0 | 0 | 0 | 0 | 0 | 0 | 0 | 0 | 0 | 0 | 0 | 0 | 0 | 0 | 0 | 0 | 0 | 0 | 0 | 0 | 0 | 0 | 0 | 0 | 0 | 0 | 0 | 0 | 0 | 0 | 0 | 0 | 0 | 0 | 0 | 0 | 0 | 0 | 0 | 0 | 0 | 0 | 0 | 0 | 0 | 0 | 0 | 0 | 0 | 0 | 0 | 0 | 0 | 0 | 0 | 0 | 0 | 0 | 0 | 0 | 0 | 0 | 0 | 0 | 0 | 0 | 0 | 0 | 0 | 0 | 0 | 0 | 0 | 0 | 0 | 0 | 0 | 0 | 0 | 0 | 0 | 0 | 0 | 0 | 0 | 0 | 0 | 0 | 0 | 0 | 0 | 0 | 0 | 0 | 0 | 0 | 0 | 0 | 0 | 0 | 0 | 0 | 0 | 0 | 0 | 0 | 0 | 0 | 0 | 0 | 0 | 0 | 0 | 0 | 0 | 0 | 0 | 0 | 0 | 0 | 0 | 0 | 0 | 0 | 0 | 0 | 0 | 0 | 0 | 0 | 0 | 0 | 0 | 0 | 0 | 0 | 0 | 0 | 0 | 0 | 0 | 0 | 0 | 0 | 0 | 0 | 0 | 0 | 0 | 0 | 0 | 0 | 0 | 0 | 0 | 0 | 0 | 0 | 0 | 0 | 0 | 0 | 0 | 0 | 0 | 0 | 0 | 0 | 0 | 0 | 0 | 0 | 0 | 0 | 0 | 0 | 0 | 0 | 0 | 0 | 0 | 0 | 0 | 0 | 0 | 0 | 0 | 0 | 0 | 0 | 0 | 0 | 0 | 0 | 0 | 0 | 0 | 0 | 0 | 0 | 0 | 0 | 0 | 0 | 0 | 0 | 0 | 0 | 0 | 0 | 0 | 0 | 0 | 0 | 0 | 0 | 0 | 0 | 0 | 0 | 0 | 0 | 0 | 0 | 0 | 0 | 0 | 0 | 0 | 0 | 0 | 0 | 0 | 0 | 0 | 0 | 0 | 0 | 0 | 0 | 0 | 0 | 0 | 0 | 0 | 0 | 0 | 0 | 0 | 0 | 0 | 0 | 0 | 0 | 0 | 0 | 0 | 0 | 0 | 0 | 0 | 0 | 0 | 0 | 0 | 0 | 0 | 0 | 0 | 0 | 0 | 0 | 0 | 0 | 0 | 0 | 0 | 0 | 0 | 0 | 0 | 0 | 0 | 0 | 0 | 0 | 0 | 0 | 0 | 0 | 0 | 0 | 0 | 0 | 0 | 0 | 0 | 0 | 0 | 0 | 0 | 0 | 0 | 0 | 0 | 0 | 0 | 0 | 0 | 0 | 0 | 0 | 0 | 0 | 0 | 0 | 0 | 0 | 0 | 0 | 0 | 0 | 0 | 0 | 0 | 0 | 0 | 0 | 0 | 0 | 0 | 0 | 0 | 0 | 0 | 0 | 0 | 0 | 0 | 0 | 0 | 0 | 0 | 0 | 0 | 0 | 0 | 0 | 0 | 0 | 0 | 0 | 0 | 0 | 0 | 0 | 0 | 0 | 0 | 0 | 0 | 0 | 0 | 0 | 0 | 0 | 0 | 0 | 0 | 0 | 0 | 0 | 0 | 0 | 0 | 0 | 0 | 0 | 0 | 0 | 0 | 0 | 0 | 0 | 0 | 0 | 0 | 0 | 0 | 0 | 0 | 0 | 0 | 0 | 0 | 0 | 0 | 0 | 0 | 0 | 0 | 0 | 0 | 0 | 0 | 0 | 0 | 0 | 0 | 0 | 0 | 0 | 0 | 0 | 0 | 0 | 0 | 0 | 0 | 0 | 0 | 0 | 0 | 0 | 0 | 0 | 0 | 0 | 0 | 0 | 0 | 0 | 0 | 0 | 0 | 0 | 0 | 0 | 0 | 0 | 0 | 0 | 0 | 0 | 0 | 0 | 0 | 0 | 0 | 0 | 0 | 0 | 0 | 0 | 0 | 0 | 0 | 0 | 0 | 0 | 0 | 0 | 0 | 0 | 0 | 0 | 0 | 0 | 0 | 0 | 0 | 0 | 0 | 0 | 0 | 0 | 0 | 0 | 0 | 0 | 0 | 0 | 0 | 0 | 0 | 0 | 0 | 0 | 0 | 0 | 0 | 0 | 0 | 0 | 0 | 0 | 0 | 0 | 0 | 0 | 0 | 0 | 0 | 0 | 0 | 0 | 0 | 0 | 0 | 0 | 0 | 0 | 0 | 0 | 0 | 0 | 0 | 0 | 0 | 0 | 0 | 0 | 0 | 0 | 0 | 0 | 0 | 0 | 0 | 0 | 0 | 0 | 0 | 0 | 0 | 0 | 0 | 0 | 0 | 0 | 0 | 0 | 0 | 0 | 0 | 0 | 0 | 0 | 0 | 0 | 0 | 0 | 0 | 0 | 0 | 0 | 0 | 0 | 0 | 0 | 0 | 0 | 0 | 0 | 0 | 0 | 0 | 0 | 0 | 0 | 0 | 0 | 0 | 0 | 0 | 0 | 0 | 0 | 0 | 0 | 0 | 0 | 0 | 0 | 0 | 0 | 0 | 0 | 0 | 0 | 0 | 0 | 0 | 0 | 0 | 0 | 0 | 0 | 0 | 0 | 0 | 0 | 0 | 0 | 0 | 0 | 0 | 0 | 0 | 0 | 0 | 0 | 0 | 0 | 0 | 0 | 0 | 0 | 0 | 0 | 0 | 0 | 0 | 0 | 0 | 0 | 0 | 0 | 0 | 0 | 0 | 0 | 0 | 0 | 0 | 0 | 0 | 0 | 0 | 0 | 0 | 0 | 0 | 0 | 0 | 0 | 0 | 0 | 0 | 0 | 0 | 0 | 0 | 0 | 0 | 0 | 0 | 0 | 0 | 0 | 0 | 0 | 0 | 0 | 0 | 0 | 0 | 0 | 0 | 0 | 0 | 0 | 0 | 0 | 0 | 0 | 0 | 0 | 0 | 0 | 0 | 0 | 0 | 0 | 0 | 0 | 0 | 0 | 0 | 0 | 0 | 0 | 0 | 0 | 0 | 0 | 0 | 0 | 0 | 0 | 0 | 0 | 0 | 0 | 0 | 0 | 0 | 0 | 0 | 0 | 0 | 0 | 0 | 0 | 0 | 0 | 0 | 0 | 0 | 0 | 0 | 0 | 0 | 0 | 0 | 0 | 0 | 0 | 0 | 0 | 0 | 0 | 0 | 0 | 0 | 0 | 0 | 0 | 0 | 0 | 0 | 0 | 0 | 0 | 0 | 0 | 0 | 0 | 0 | 0 | 0 | 0 | 0 | 0 | 0 | 0 | 0 | 0 | 0 | 0 | 0 | 0 | 0 | 0 | 0 | 0 | 0 | 0 | 0 | 0 | 0 | 0 | 0 | 0 | 0 | 0 | 0 | 0 | 0 | 0 | 0 | 0 | 0 | 0 | 0 | 0 | 0 | 0 | 0 | 0 | 0 | 0 | 0 | 0 | 0 | 0 | 0 | 0 | 0 | 0 | 0 | 0 | 0 | 0 | 0 | 0 | 0 | 0 | 0 | 0 | 0 | 0 | 0 | 0 | 0 | 0 | 0 | 0 | 0 | 0 | 0 | 0 | 0 | 0 | 0 | 0 | 0 | 0 | 0 | 0 | 0 | 0 | 0 | 0 | 0 | 0 | 0 | 0 | 0 | 0 | 0 | 0 | 0 | 0 | 0 | 0 | 0 | 0 | 0 | 0 | 0 | 0 | 0 | 0 | 0 | 0 | 0 | 0 | 0 | 0 | 0 | 0 | 0 | 0 | 0 | 0 | 0 | 0 | 0 | 0 | 0 | 0 | 0 | 0 | 0 | 0 | 0 | 0 | 0 | 0 | 0 | 0 | 0 | 0 | 0 | 0 | 0 | 0 | 0 | 0 | 0 | 0 | 0 | 0 | 0 | 0 | 0 | 0 | 0 | 0 | 0 | 0 | 0 | 0 | 0 | 0 | 0 | 0 | 0 | 0 | 0 | 0 | 0 | 0 | 0 | 0 | 0 | 0 | 0 | 0 | 0 | 0 | 0 | 0 | 0 | 0 | 0 | 0 | 0 | 0 | 0 | 0 | 0 | 0 | 0 | 0 | 0 | 0 | 0 | 0 | 0 | 0 | 0 | 0 | 0 | 0 | 0 | 0 | 0 | 0 | 0 | 0 | 0 | 0 | 0 | 0 | 0 | 0 | 0 | 0 | 0 | 0 | 0 | 0 | 0 | 0 | 0 | 0 | 0 | 0 | 0 | 0 | 0 | 0 | 0 | 0 | 0 | 0 | 0 | 0 | 0 | 0 | 0 | 0 | 0 | 0 | 0 | 0 | 0 | 0 | 0 | 0 | 0 | 0 | 0 | 0 | 0 | 0 | 0 | 0 | 0 | 0 | 0 | 0 | 0 | 0 | 0 | 0 | 0 | 0 | 0 | 0 | 0 | 0 | 0 | 0 | 0 | 0 | 0 | 0 | 0 | 0 | 0 | 0 | 0 | 0 | 0 | 0 | 0 | 0 | 0 | 0 | 0 | 0 | 0 | 0 | 0 | 0 | 0 | 0 | 0 | 0 | 0 | 0 | 0 | 0 | 0 | 0 | 0 | 0 | 0 | 0 | 0 | 0 | 0 | 0 | 0 | 0 | 0 | 0 | 0 | 0 | 0 | 0 | 0 | 0 | 0 | 0 | 0 | 0 | 0 | 0 | 0 | 0 | 0 | 0 | 0 | 0 | 0 | 0 | 0 | 0 | 0 | 0 | 0 | 0 | 0 | 0 | 0 | 0 | 0 | 0 | 0 | 0 | 0 | 0 | 0 | 0 | 0 | 0 | 0 | 0 | 0 | 0 | 0 | 0 | 0 | 0 | 0 | 0 | 0 | 0 | 0 | 0 | 0 | 0 | 0 | 0 | 0 | 0 | 0 | 0 | 0 | 0 | 0 | 0 | 0 | 0 | 0 | 0 | 0 | 0 | 0 | 0 | 0 | 0 | 0 | 0 | 0 | 0 | 0 | 0 | 0 | 0 | 0 | 0 | 0 | 0 | 0 | 0 | 0 | 0 | 0 | 0 | 0 | 0 | 0 | 0 | 0 | 0 | 0 | 0 | 0 | 0 | 0 | 0 | 0 | 0 | 0 | 0 | 0 | 0 | 0 | 0 | 0 | 0 | 0 | 0 | 0 | 0 | 0 | 0 | 0 | 0 | 0 | 0 | 0 | 0 | 0 | 0 | 0 | 0 | 0 | 0 | 0 | 0 | 0 | 0 | 0 | 0 | 0 | 0 | 0 | 0 | 0 | 0 | 0 | 0 | 0 | 0 | 0 | 0 | 0 | 0 | 0 | 0 | 0 | 0 | 0 | 0 | 0 | 0 | 0 | 0 | 0 | 0 | 0 | 0 | 0 | 0 | 0 | 0 | 0 | 0 | 0 | 0 | 0 | 0 | 0 | 0 | 0 | 0 | 0 | 0 | 0 | 0 | 0 | 0 | 0 | 0 | 0 | 0 | 0 | 0 | 0 | 0 | 0 | 0 | 0 | 0 | 0 | 0 | 0 | 0 | 0 | 0 | 0 | 0 | 0 | 0 | 0 | 0 | 0 | 0 | 0 | 0 | 0 | 0 | 0 | 0 | 0 | 0 | 0 | 0 | 0 | 0 | 0 | 0 | 0 | 0 | 0 | 0 | 0 | 0 | 0 | 0 | 0 | 0 | 0 | 0 | 0 | 0 | 0 | 0 | 0 | 0 | 0 | 0 | 0 | 0 | 0 | 0 | 0 | 0 | 0 | 0 | 0 | 0 | 0 | 0 | 0 | 0 | 0 | 0 | 0 | 0 | 0 | 0 | 0 | 0 | 0 | 0 | 0 | 0 | 0 | 0 | 0 | 0 | 0 | 0 | 0 | 0 | 0 | 0 | 0 | 0 | 0 | 0 | 0 | 0 | 0 | 0 | 0 | 0 | 0 | 0 | 0 | 0 | 0 | 0 | 0 | 0 | 0 | 0 | 0 | 0 | 0 | 0 | 0 | 0 | 0 | 0 | 0 | 0 | 0 | 0 | 0 | 0 | 0 | 0 | 0 | 0 | 0 | 0 | 0 | 0 | 0 | 0 | 0 | 0 | 0 | 0 | 0 | 0 | 0 | 0 | 0 | 0 | 0 | 0 | 0 | 0 | 0 | 0 | 0 | 0 | 0 | 0 | 0 | 0 | 0 | 0 | 0 | 0 | 0 | 0 | 0 | 0 | 0 | 0 | 0 | 0 | 0 | 0 | 0 | 0 | 0 | 0 | 0 | 0 | 0 | 0 | 0 | 0 | 0 | 0 | 0 | 0 | 0 | 0 | 0 | 0 | 0 | 0 | 0 | 0 | 0 | 0 | 0 | 0 | 0 | 0 | 0 | 0 | 0 | 0 | 0 | 0 | 0 | 0 | 0 | 0 | 0 | 0 | 0 | 0 | 0 | 0 | 0 | 0 | 0 | 0 | 0 | 0 | 0 | 0 | 0 | 0 | 0 | 0 | 0 | 0 | 0 | 0 | 0 | 0 | 0 | 0 | 0 | 0 | 0 | 0 | 0 | 0 | 0 | 0 | 0 | 0 | 0 | 0 | 0 | 0 | 0 | 0 | 0 | 0 | 0 | 0 | 0 | 0 | 0 | 0 | 0 | 0 | 0 | 0 | 0 | 0 | 0 | 0 | 0 | 0 | 0 | 0 | 0 | 0 | 0 | 0 | 0 | 0 | 0 | 0 | 0 | 0 | 0 | 0 | 0 | 0 | 0 | 0 | 0 | 0 | 0 | 0 | 0 | 0 | 0 | 0 | 0 | 0 | 0 | 0 | 0 | 0 | 0 | 0 | 0 | 0 | 0 | 0 | 0 | 0 | 0 | 0 | 0 | 0 | 0 | 0 | 0 | 0 | 0 | 0 | 0 | 0 | 0 | 0 | 0 | 0 | 0 | 0 | 0 | 0 | 0 | 0 | 0 | 0 | 0 | 0 | 0 | 0 | 0 | 0 | 0 | 0 | 0 | 0 | 0 | 0 | 0 | 0 | 0 | 0 | 0 | 0 | 0 | 0 | 0 | 0 | 0 | 0 | 0 | 0 | 0 | 0 | 0 | 0 | 0 | 0 | 0 | 0 | 0 | 0 | 0 | 0 | 0 | 0 | 0 | 0 | 0 | 0 | 0 | 0 | 0 | 0 | 0 | 0 | 0 | 0 | 0 | 0 | 0 | 0 | 0 | 0 | 0 | 0 | 0 | 0 | 0 | 0 | 0 | 0 | 0 | 0 | 0 | 0 | 0 | 0 | 0 | 0 | 0 | 0 | 0 | 0 | 0 | 0 | 0 | 0 | 0 | 0 | 0 | 0 | 0 | 0 | 0 | 0 | 0 | 0 | 0 | 0 | 0 | 0 | 0 | 0 | 0 | 0 | 0 | 0 | 0 | 0 | 0 | 0 | 0 | 0 | 0 | 0 | 0 | 0 | 0 | 0 | 0 | 0 | 0 | 0 | 0 | 0 | 0 | 0 | 0 | 0 | 0 | 0 | 0 | 0 | 0 | 0 | 0 | 0 | 0 | 0 | 0 | 0 | 0 | 0 | 0 | 0 | 0 | 0 | 0 | 0 | 0 | 0 | 0 | 0 | 0 | 0 | 0 | 0 | 0 | 0 | 0 | 0 | 0 | 0 | 0 | 0 | 0 | 0 | 0 | 0 | 0 | 0 | 0 | 0 | 0 | 0 | 0 | 0 | 0 | 0 | 0 | 0 | 0 | 0 | 0 | 0 | 0 | 0 | 0 | 0 | 0 | 0 | 0 | 0 | 0 | 0 | 0 | 0 | 0 | 0 | 0 | 0 | 0 | 0 | 0 | 0 | 0 | 0 | 0 | 0 | 0 | 0 | 0 | 0 | 0 | 0 | 0 | 0 | 0 | 0 | 0 | 0 | 0 | 0 | 0 | 0 | 0 | 0 | 0 | 0 | 0 | 0 | 0 | 0 | 0 | 0 | 0 | 0 | 0 | 0 | 0 | 0 | 0 | 0 | 0 | 0 | 0 | 0 | 0 | 0 | 0 | 0 | 0 | 0 | 0 | 0 | 0 | 0 | 0 | 0 | 0 | 0 | 0 | 0 | 0 | 0 | 0 | 0 | 0 | 0 | 0 | 0 | 0 | 0 | 0 | 0 | 0 | 0 | 0 | 0 | 0 | 0 | 0 | 0 | 0 | 0 | 0 | 0 | 0 | 0 | 0 | 0 | 0 | 0 | 0 | 0 | 0 | 0 | 0 | 0 | 0 | 0 | 0 | 0 | 0 | 0 | 0 | 0 | 0 | 0 | 0 | 0 | 0 | 0 | 0 | 0 | 0 | 0 | 0 | 0 | 0 | 0 | 0 | 0 | 0 | 0 | 0 | 0 | 0 | 0 | 0 | 0 | 0 | 0 | 0 | 0 | 0 | 0 | 0 | 0 | 0 | 0 | 0 | 0 | 0 | 0 | 0 | 0 | 0 | 0 | 0 | 0 | 0 | 0 | 0 | 0 | 0 | 0 | 0 | 0 | 0 | 0 | 0 | 0 | 0 | 0 | 0 | 0 | 0 | 0 | 0 | 0 | 0 | 0 | 0 | 0 | 0 | 0 | 0 | 0 | 0 | 0 | 0 | 0 | 0 | 0 | 0 | 0 | 0 | 0 | 0 | 0 | 0 | 0 | 0 | 0 | 0 | 0 | 0 | 0 | 0 | 0 | 0 | 0 | 0 | 0 | 0 | 0 | 0 | 0 | 0 | 0 | 0 | 0 | 0 | 0 | 0 | 0 | 0 | 0 | 0 | 0 | 0 | 0 | 0 | 0 | 0 | 0 | 0 | 0 | 0 | 0 | 0 | 0 | 0 | 0 | 0 | 0 | 0 | 0 | 0 | 0 | 0 | 0 | 0 | 0 | 0 | 0 | 0 | 0 | 0 | 0 | 0 | 0 | 0 | 0 | 0 | 0 | 0 | 0 | 0 | 0 | 0 | 0 | 0 | 0 | 0 | 0 | 0 | 0 | 0 | 0 | 0 | 0 | 0 | 0 | 0 | 0 | 0 | 0 | 0 | 0 | 0 | 0 | 0 | 0 | 0 | 0 | 0 | 0 | 0 | 0 | 0 | 0 | 0 | 0 | 0 | 0 | 0 | 0 | 0 | 0 | 0 | 0 | 0 | 0 | 0 | 0 | 0 | 0 | 0 | 0 | 0 | 0 | 0 | 0 | 0 | 0 | 0 | 0 | 0 | 0 | 0 | 0 | 0 | 0 | 0 | 0 | 0 | 0 | 0 | 0 | 0 | 0 | 0 | 0 | 0 | 0 | 0 | 0 | 0 | 0 | 0 | 0 | 0 | 0 | 0 | 0 | 0 | 0 | 0 | 0 | 0 | 0 | 0 | 0 | 0 | 0 | 0 | 0 | 0 | 0 | 0 | 0 | 0 | 0 | 0 | 0 | 0 | 0 | 0 | 0 | 0 | 0 | 0 | 0 | 0 | 0 | 0 | 0 | 0 | 0 | 0 | 0 | 0 | 0 | 0 | 0 | 0 | 0 | 0 | 0 | 0 | 0 | 0 | 0 | 0 | 0 | 0 | 0 | 0 | 0 | 0 | 0 | 0 | 0 | 0 | 0 | 0 | 0 | 0 | 0 | 0 | 0 | 0 | 0 | 0 | 0 | 0 | 0 | 0 | 0 | 0 | 0 | 0 | 0 | 0 | 0 | 0 | 0 | 0 | 0 | 0 | 0 | 0 | 0 | 0 | 0 | 0 | 0 | 0 | 0 | 0 | 0 | 0 | 0 | 0 | 0 | 0 | 0 | 0 | 0 | 0 | 0 | 0 | 0 | 0 | 0 | 0 | 0 | 0 | 0 | 0 | 0 | 0 | 0 | 0 | 0 | 0 | 0 | 0 | 0 | 0 | 0 | 0 | 0 | 0 | 0 | 0 | 0 | 0 | 0 | 0 | 0 | 0 | 0 | 0 | 0 | 0 | 0 | 0 | 0 | 0 | 0 | 0 | 0 | 0 | 0 | 0 | 0 | 0 | 0 | 0 | 0 | 0 | 0 | 0 | 0 | 0 | 0 | 0 | 0 | 0 | 0 | 0 | 0 | 0 | 0 | 0 | 0 | 0 | 0 | 0 | 0 | 0 | 0 | 0 | 0 | 0 | 0 | 0 | 0 | 0 | 0 | 0 | 0 | 0 | 0 | 0 | 0 | 0 | 0 | 0 | 0 | 0 | 0 | 0 | 0 | 0 | 0 | 0 | 0 | 0 | 0 | 0 | 0 | 0 | 0 | 0 | 0 | 0 | 0 | 0 | 0 | 0 | 0 | 0 | 0 | 0 | 0 | 0 | 0 | 0 | 0 | 0 | 0 | 0 | 0 | 0 | 0 | 0 | 0 | 0 | 0 | 0 | 0 | 0 | 0 | 0 | 0 | 0 | 0 | 0 | 0 | 0 | 0 | 0 | 0 | 0 | 0 | 0 | 0 | 0 | 0 | 0 | 0 | 0 | 0 | 0 | 0 | 0 | 0 | 0 | 0 | 0 | 0 | 0 | 0 | 0 | 0 | 0 | 0 | 0 | 0 | 0 | 0 | 0 | 0 | 0 | 0 | 0 | 0 | 0 | 0 | 0 | 0 | 0 | 0 | 0 | 0 | 0 | 0 | 0 | 0 | 0 | 0 | 0 | 0 | 0 | 0 | 0 | 0 | 0 | 0 | 0 | 0 | 0 | 0 | 0 | 0 | 0 | 0 | 0 | 0 | 0 | 0 | 0 | 0 | 0 | 0 | 0 | 0 | 0 | 0 | 0 | 0 | 0 | 0 | 0 | 0 | 0 | 0 | 0 | 0 | 0 | 0 | 0 | 0 | 0 | 0 | 0 | 0 | 0 | 0 | 0 | 0 | 0 | 0 | 0 | 0 | 0 | 0 | 0 | 0 | 0 | 0 | 0 | 0 | 0 | 0 | 0 | 0 | 0 | 0 | 0 | 0 | 0 | 0 | 0 | 0 | 0 | 0 | 0 | 0 | 0 | 0 | 0 | 0 | 0 | 0 | 0 | 0 | 0 | 0 | 0 | 0 | 0 | 0 | 0 | 0 | 0 | 0 | 0 | 0 | 0 | 0 | 0 | 0 | 0 | 0 | 0 | 0 | 0 | 0 | 0 | 0 | 0 | 0 | 0 | 0 | 0 | 0 | 0 | 0 | 0 | 0 | 0 | 0 | 0 | 0 | 0 | 0 | 0 | 0 | 0 | 0 | 0 | 0 | 0 | 0 | 0 | 0 | 0 | 0 | 0 | 0 | 0 | 0 | 0 | 0 | 0 | 0 | 0 | 0 | 0 | 0 | 0 | 0 | 0 | 0 | 0 | 0 | 0 | 0 | 0 | 0 | 0 | 0 | 0 | 0 | 0 | 0 | 0 | 0 | 0 | 0 | 0 | 0 | 0 | 0 | 0 | 0 | 0 | 0 | 0 | 0 | 0 | 0 | 0 | 0 | 0 | 0 | 0 | 0 | 0 | 0 | 0 | 0 | 0 | 0 | 0 | 0 | 0 | 0 | 0 | 0 | 0 | 0 | 0 | 0 | 0 | 0 | 0 | 0 | 0 | 0 | 0 | 0 | 0 | 0 | 0 | 0 | 0 | 0 | 0 | 0 | 0 | 0 | 0 | 0 | 0 | 0 | 0 | 0 | 0 | 0 | 0 | 0 | 0 | 0 | 0 | 0 | 0 | 0 | 0 | 0 | 0 | 0 | 0 | 0 | 0 | 0 | 0 | 0 | 0 | 0 | 0 | 0 | 0 | 0 | 0 | 0 | 0 | 0 | 0 | 0 | 0 | 0 | 0 | 0 | 0 | 0 | 0 | 0 | 0 | 0 | 0 | 0 | 0 | 0 | 0 | 0 | 0 | 0 | 0 | 0 | 0 | 0 | 0 | 0 | 0 | 0 | 0 | 0 | 0 | 0 | 0 | 0 | 0 | 0 | 0 | 0 | 0 | 0 | 0 | 0 | 0 | 0 | 0 | 0 | 0 | 0 | 0 | 0 | 0 | 0 | 0 | 0 | 0 | 0 | 0 | 0 | 0 | 0 | 0 | 0 | 0 | 0 | 0 | 0 | 0 | 0 | 0 | 0 | 0 | 0 | 0 | 0 | 0 | 0 | 0 | 0 | 0 | 0 | 0 | 0 | 0 | 0 | 0 | 0 | 0 | 0 | 0 | 0 | 0 | 0 | 0 | 0 | 0 | 0 | 0 | 0 | 0 | 0 | 0 | 0 | 0 | 0 | 0 | 0 | 0 | 0 | 0 | 0 | 0 | 0 | 0 | 0 | 0 | 0 | 0 | 0 | 0 | 0 | 0 | 0 | 0 | 0 | 0 | 0 | 0 | 0 | 0 | 0 | 0 | 0 | 0 | 0 | 0 | 0 | 0 | 0 | 0 | 0 | 0 | 0 | 0 | 0 | 0 | 0 | 0 | 0 | 0 | 0 | 0 | 0 | 0 | 0 | 0 | 0 | 0 | 0 | 0 | 0 | 0 | 0 | 0 | 0 | 0 | 0 | 0 | 0 | 0 | 0 | 0 | 0 | 0 | 0 | 0 | 0 | 0 | 0 | 0 | 0 | 0 | 0 | 0 | 0 | 0 | 0 | 0 | 0 | 0 | 0 | 0 | 0 | 0 | 0 | 0 | 0 | 0 | 0 | 0 | 0 | 0 | 0 | 0 | 0 | 0 | 0 | 0 | 0 | 0 | 0 | 0 | 0 | 0 | 0 | 0 | 0 | 0 | 0 | 0 | 0 | 0 | 0 | 0 | 0 | 0 | 0 | 0 | 0 | 0 | 0 | 0 | 0 | 0 | 0 | 0 | 0 | 0 | 0 | 0 | 0 | 0 | 0 | 0 | 0 | 0 | 0 | 0 | 0 | 0 | 0 | 0 | 0 | 0 | 0 | 0 | 0 | 0 | 0 | 0 | 0 | 0 | 0 | 0 | 0 | 0 | 0 | 0 | 0 | 0 | 0 | 0 | 0 | 0 | 0 | 0 | 0 | 0 | 0 | 0 | 0 | 0 | 0 | 0 | 0 | 0 | 0 | 0 | 0 | 0 | 0 | 0 | 0 | 0 | 0 | 0 | 0 | 0 | 0 | 0 | 0 | 0 | 0 | 0 | 0 | 0 | 0 | 0 | 0 | 0 | 0 | 0 | 0 | 0 | 0 | 0 | 0 | 0 | 0 | 0 | 0 | 0 | 0 | 0 | 0 | 0 | 0 | 0 | 0 | 0 | 0 | 0 | 0 | 0 | 0 | 0 | 0 | 0 | 0 | 0 | 0 | 0 | 0 | 0 | 0 | 0 | 0 | 0 | 0 | 0 | 0 | 0 | 0 | 0 | 0 | 0 | 0 | 0 | 0 | 0 | 0 | 0 | 0 | 0 | 0 | 0 | 0 | 0 | 0 | 0 | 0 | 0 | 0 | 0 | 0 | 0 | 0 | 0 | 0 | 0 | 0 | 0 | 0 | 0 | 0 | 0 | 0 | 0 | 0 | 0 | 0 | 0 | 0 | 0 | 0 | 0 | 0 | 0 | 0 | 0 | 0 | 0 | 0 | 0 | 0 | 0 | 0 | 0 | 0 | 0 | 0 | 0 | 0 | 0 | 0 | 0 | 0 | 0 | 0 | 0 | 0 | 0 | 0 | 0 | 0 | 0 | 0 | 0 | 0 | 0 | 0 | 0 | 0 | 0 | 0 | 0 | 0 | 0 | 0 | 0 | 0 | 0 | 0 | 0 | 0 | 0 | 0 | 0 | 0 | 0 | 0 | 0 | 0 | 0 | 0 | 0 | 0 | 0 | 0 | 0 | 0 | 0 | 0 | 0 | 0 | 0 | 0 | 0 | 0 | 0 | 0 | 0 | 0 | 0 | 0 | 0 | 0 | 0 | 0 | 0 | 0 | 0 | 0 | 0 | 0 | 0 | 0 | 0 | 0 | 0 | 0 | 0 | 0 | 0 | 0 | 0 | 0 | 0 | 0 | 0 | 0 | 0 | 0 | 0 | 0
Bouton 1

## Canada2
Name of The Solution | N° Results | Name of cycle | Type of Cycle | Power Produced by Cycle (kW) | Efficiency of the cycle | Pressure Ratio | Piloting Feed Name | Feed Mass Flow (kg/s) | Fuel Mass Flow (kg/s) | Fuel Cost ($/kWh) | Cost ($/kWh) |  | Pressure Ratio | Efficiency | Power (kW) | Fuel Cost ($/kWh) | PEC+OM Cost ($/year) | PEC+OM Cost ($/kWh) | Total Cost ($/kWh) |  | MaxPR | MaxEFF | CostOpti
Brayton | Results n°1 | Brayton1 | Brayton | 25000 | 0.12684 | 3 | 1312.8253 | 166.0754 | 3.574 | 0.09953 | 2057259.0292 |  | 3 | 0.12684 | 25000 | 0.09953 | 450904.4152 | 0.0022545 | 0.10178 |  | 15 | 0.27835 | 0.050546 |  | 0.10361 |  |  | 0.48787 | 17 | 0.21282 | 0.11941
Brayton | Results n°2 | Brayton1 | Brayton | 25000 | 0.25403 | 10 | 1328.0237 | 100.8972 | 1.7846 | 0.049696 | 4928961.5776 |  | 10 | 0.25403 | 25000 | 0.049696 | 1080316.3365 | 0.0054016 | 0.055098
Brayton | Results n°3 | Brayton1 | Brayton | 24665.0749 | 0.28195 | 17 | 1327.3348 | 103.6886 | 1.5863 | 0.044776 | 9151195.0853 |  | 17 | 0.28195 | 24665.0749 | 0.044776 | 2005733.9448 | 0.010165 | 0.054941
Brayton | Results n°4 | Brayton1 | Brayton | 24640.0812 | 0.28758 | 24 | 1330.1036 | 113.8741 | 1.5537 | 0.043899 | 14872218.6411 |  | 24 | 0.28758 | 24640.0812 | 0.043899 | 3259652.2623 | 0.016536 | 0.060436
Brayton | Results n°5 | Brayton1 | Brayton | 24225.5118 | 0.28066 | 31 | 1326.9823 | 128.6232 | 1.5652 | 0.044981 | 22541897.5051 |  | 31 | 0.28066 | 24225.5118 | 0.044981 | 4940671.5281 | 0.025493 | 0.070474
Next | [20 empty] | MaxPR | MaxEFF | CostOpti | [5 empty] | MaxPR | MaxEFF | CostOpti
2Comp Brayton | Results n°1 | Brayton1 | Brayton | 25000 | 0.12617 | 3 | 1309.9114 | 162.4465 | 3.5929 | 0.10006 | 1690359.5325 |  | 3 | 0.12617 | 25000 | 0.10006 | 370488.3856 | 0.0018524 | 0.10191 |  | 17 | 0.28361 | 0.044485 |  | 0.08381 |  |  | 0.53079 | 12 | 0.31932 | 0.082576
2Comp Brayton | Results n°2 | Brayton1 | Brayton | 25000 | 0.25157 | 10 | 1319.6182 | 87.6887 | 1.802 | 0.050182 | 2322305.2054 |  | 10 | 0.25157 | 25000 | 0.050182 | 508996.5122 | 0.002545 | 0.052727
2Comp Brayton | Results n°3 | Brayton1 | Brayton | 25000 | 0.28361 | 17 | 1324.0401 | 80.8858 | 1.5984 | 0.044513 | 2948234.7721 |  | 17 | 0.28361 | 25000 | 0.044513 | 646186.045 | 0.0032309 | 0.047744
2Comp Brayton | Results n°4 | Brayton1 | Brayton | 25000 | 0.29665 | 24 | 1326.9351 | 79.5337 | 1.5282 | 0.042556 | 3530126.7955 |  | 24 | 0.29665 | 25000 | 0.042556 | 773723.5494 | 0.0038686 | 0.046425
2Comp Brayton | Results n°5 | Brayton1 | Brayton | 24905.471 | 0.30223 | 31 | 1329.0818 | 79.5337 | 1.4943 | 0.041771 | 4073692.4015 |  | 31 | 0.30223 | 24905.471 | 0.041771 | 892860.7744 | 0.0044812 | 0.046252
Next | [20 empty] | MaxPR | MaxEFF | CostOpti
2Turb Brayton | Results n°1 | Brayton1 | Brayton | 25000.0056 | 0.14077 | 3 | 1312.5586 | 149.2399 | 3.2203 | 0.089678 | 3651646.2496 |  | 3 | 0.14077 | 25000.0056 | 0.089678 | 800357.8515 | 0.0040018 | 0.09368 |  | 15 | 0.32888 | 0.048334 |  | 0.091088 |  |  | 0.53063
2Turb Brayton | Results n°2 | Brayton1 | Brayton | 25000 | 0.29241 | 10 | 1327.6488 | 86.9048 | 1.5503 | 0.043174 | 7891659.2795 |  | 10 | 0.29241 | 25000 | 0.043174 | 1729672.3269 | 0.0086484 | 0.051822
2Turb Brayton | Results n°3 | Brayton1 | Brayton | 25027.4278 | 0.33677 | 17 | 1326.9584 | 86.9048 | 1.3476 | 0.037486 | 13811049.2285 |  | 17 | 0.33677 | 25027.4278 | 0.037486 | 3027068.0487 | 0.015119 | 0.052605
2Turb Brayton | Results n°4 | Brayton1 | Brayton | 24692.4438 | 0.3568 | 24 | 1329.813 | 90.3214 | 1.2549 | 0.035382 | 20870810.9371 |  | 24 | 0.3568 | 24692.4438 | 0.035382 | 4574407.3382 | 0.023157 | 0.058539
2Turb Brayton | Results n°5 | Brayton1 | Brayton | 24364.4912 | 0.3645 | 31 | 1326.6857 | 97.35 | 1.2121 | 0.034635 | 29853515.8377 |  | 31 | 0.3645 | 24364.4912 | 0.034635 | 6543212.0645 | 0.033569 | 0.068204
Next | [20 empty] | MaxPR | MaxEFF | CostOpti
Regeneration Brayton | Results n°1 | Brayton1 | Regeneration Brayton | 24659.0915 | 0.22457 | 3 | 1326.1222 | 166.3805 | 1.9912 | 0.056217 | 2083798.4389 |  | 3 | 0.22457 | 24659.0915 | 0.056217 | 456721.2505 | 0.0023152 | 0.058532 |  | 11 | 0.36859 | 0.040261 |  | 0.071065 |  |  | 0.56654
Regeneration Brayton | Results n°2 | Brayton1 | Regeneration Brayton | 24561.3389 | 0.36322 | 10 | 1326.3757 | 102.3638 | 1.2262 | 0.034757 | 5018315.3319 |  | 10 | 0.36322 | 24561.3389 | 0.034757 | 1099900.6483 | 0.0055977 | 0.040355
Regeneration Brayton | Results n°3 | Brayton1 | Regeneration Brayton | 24462.1998 | 0.35153 | 17 | 1326.6253 | 105.2428 | 1.2618 | 0.035913 | 9330872.5566 |  | 17 | 0.35153 | 24462.1998 | 0.035913 | 2045115.1622 | 0.01045 | 0.046363
Regeneration Brayton | Results n°4 | Brayton1 | Regeneration Brayton | 24640.0409 | 0.28754 | 24 | 1330.083 | 113.8942 | 1.5539 | 0.043904 | 14874835.1164 |  | 24 | 0.28754 | 24640.0409 | 0.043904 | 3260225.7342 | 0.016539 | 0.060444
Regeneration Brayton | Results n°5 | Brayton1 | Regeneration Brayton | 24225.41 | 0.28062 | 31 | 1326.9677 | 128.6468 | 1.5654 | 0.044987 | 22546043.0395 |  | 31 | 0.28062 | 24225.41 | 0.044987 | 4941580.135 | 0.025498 | 0.070485
Next | [20 empty] | MaxPR | MaxEFF | CostOpti
2Comp3Turb Regeneration Brayton | Results n°1 | Brayton1 | Regeneration Brayton | 25000 | 0.22038 | 3 | 1327.4265 | 146.7402 | 2.057 | 0.057284 | 3023352.1704 |  | 3 | 0.22038 | 25000 | 0.057284 | 662650.0712 | 0.0033133 | 0.060597 |  | 16 | 0.45561 | 0.031041 |  | 0.057258 |  |  | 0.54213
2Comp3Turb Regeneration Brayton | Results n°2 | Brayton1 | Regeneration Brayton | 25000.0001 | 0.41573 | 10 | 1327.8759 | 77.6882 | 1.0905 | 0.030367 | 3990401.8309 |  | 10 | 0.41573 | 25000.0001 | 0.030367 | 874605.3746 | 0.004373 | 0.03474
2Comp3Turb Regeneration Brayton | Results n°3 | Brayton1 | Regeneration Brayton | 25000.0001 | 0.45821 | 17 | 1328.3149 | 70.3949 | 0.98935 | 0.027552 | 4869533.8416 |  | 17 | 0.45821 | 25000.0001 | 0.027552 | 1067291.1276 | 0.0053365 | 0.032888
2Comp3Turb Regeneration Brayton | Results n°4 | Brayton1 | Regeneration Brayton | 25000 | 0.47265 | 24 | 1328.7465 | 68.1581 | 0.95913 | 0.02671 | 5650368.3856 |  | 24 | 0.47265 | 25000 | 0.02671 | 1238432.3103 | 0.0061922 | 0.032902
2Comp3Turb Regeneration Brayton | Results n°5 | Brayton1 | Regeneration Brayton | 25000 | 0.47694 | 31 | 1329.1706 | 67.4612 | 0.9505 | 0.02647 | 6375722.2473 |  | 31 | 0.47694 | 25000 | 0.02647 | 1397413.3886 | 0.0069871 | 0.033457
Next | [20 empty] | MaxPR | MaxEFF | CostOpti
ORC Rankine | Results n°1 | Rankine1 | ORC Rankine | 25000 | 0.094341 | 10 | 800 | 159.0217 | 8.5964 | 0.13382 | 2515629.6158 |  | 10 | 0.094341 | 25000 | 0.13382 | 551368.8284 | 0.0027568 | 0.13657 |  | 169 | 0.19191 | 0.068389 |  | 0.13985 |  |  | 0.489
ORC Rankine | Results n°2 | Rankine1 | ORC Rankine | 25000 | 0.15699 | 50 | 800 | 98.0133 | 5.1657 | 0.080413 | 2453463.9163 |  | 50 | 0.15699 | 25000 | 0.080413 | 537743.5202 | 0.0026887 | 0.083102
ORC Rankine | Results n°3 | Rankine1 | ORC Rankine | 25000 | 0.17575 | 90 | 800 | 89.4705 | 4.6144 | 0.07183 | 2468949.1783 |  | 90 | 0.17575 | 25000 | 0.07183 | 541137.5376 | 0.0027057 | 0.074536
ORC Rankine | Results n°4 | Rankine1 | ORC Rankine | 25000 | 0.18569 | 130 | 800 | 86.1835 | 4.3674 | 0.067985 | 2490403.023 |  | 130 | 0.18569 | 25000 | 0.067985 | 545839.7327 | 0.0027292 | 0.070714
ORC Rankine | Results n°5 | Rankine1 | ORC Rankine | 25000 | 0.19188 | 170 | 800 | 84.5958 | 4.2266 | 0.065795 | 2512445.764 |  | 170 | 0.19188 | 25000 | 0.065795 | 550671.0005 | 0.0027534 | 0.068548
Next | [20 empty] | MaxPR | MaxEFF | CostOpti
Fired Rankine Test | Results n°1 | Rankine1 | Rankine | 25000 | 0.18685 | 10 | 1200 | 30.621 | 4.3403 | 0.067564 | 2297295.2365 |  | 10 | 0.18685 | 25000 | 0.067564 | 503514.8955 | 0.0025176 | 0.070081 |  | 169 | 0.32859 | 0.040874 |  | 0.089128 |  |  | 0.4586
Fired Rankine Test | Results n°2 | Rankine1 | Rankine | 25000 | 0.28138 | 50 | 1200 | 20.4452 | 2.8822 | 0.044867 | 2283981.2275 |  | 50 | 0.28138 | 25000 | 0.044867 | 500596.7674 | 0.002503 | 0.04737
Fired Rankine Test | Results n°3 | Rankine1 | Rankine | 25000 | 0.30677 | 90 | 1200 | 18.8537 | 2.6436 | 0.041152 | 2284623.4604 |  | 90 | 0.30677 | 25000 | 0.041152 | 500737.5302 | 0.0025037 | 0.043656
Fired Rankine Test | Results n°4 | Rankine1 | Rankine | 25000 | 0.32011 | 130 | 1200 | 18.1644 | 2.5335 | 0.039438 | 2286713.3104 |  | 130 | 0.32011 | 25000 | 0.039438 | 501195.5778 | 0.002506 | 0.041944
Fired Rankine Test | Results n°5 | Rankine1 | Rankine | 25000 | 0.3285 | 170 | 1200 | 17.7935 | 2.4688 | 0.03843 | 2289315.3471 |  | 170 | 0.3285 | 25000 | 0.03843 | 501765.8851 | 0.0025088 | 0.040939
Next
[19 empty] | MaxPR | MaxPR | MaxEFF | CostOpti
[19 empty] | 0 | 0 | 0 | 0
|  | CH4 | 0 | 0 | 0 | 0 | 0 | 0 | 0 | 0 | 0 | 0 | 0 | 0 | 0 | 0 | 0 | 0 | 0 | 0 | 0 | 0 | 0 | 0 | 0 | 0 | 0 | 0 | 0 | 0 | 0 | 0 | 0 | 0 | 0 | 0 | 0 | 0 | 0 | 0 | 0 | 0 | 0 | 0 | 0 | 0 | 0 | 0 | 0 | 0 | 0 | 0 | 0 | 0 | 0 | 0 | 0 | 0 | 0 | 0 | 0 | 0 | 0 | 0 | 0 | 0 | 0 | 0 | 0 | 0 | 0 | 0 | 0 | 0 | 0 | 0 | 0 | 0 | 0 | 0 | 0 | 0 | 0 | 0 | 0 | 0 | 0 | 0 | 0 | 0 | 0 | 0 | 0 | 0 | 0 | 0 | 0 | 0 | 0 | 0 | 0 | 0 | 0 | 0 | 0 | 0 | 0 | 0 | 0 | 0 | 0 | 0 | 0 | 0 | 0 | 0 | 0 | 0 | 0 | 0 | 0 | 0 | 0 | 0 | 0 | 0 | 0 | 0 | 0 | 0 | 0 | 0 | 0 | 0 | 0 | 0 | 0 | 0 | 0 | 0 | 0 | 0 | 0 | 0 | 0 | 0 | 0 | 0 | 0 | 0 | 0 | 0 | 0 | 0 | 0 | 0 | 0 | 0 | 0 | 0 | 0 | 0 | 0 | 0 | 0 | 0 | 0 | 0 | 0 | 0 | 0 | 0 | 0 | 0 | 0 | 0 | 0 | 0 | 0 | 0 | 0 | 0 | 0 | 0 | 0 | 0 | 0 | 0 | 0 | 0 | 0 | 0 | 0 | 0 | 0 | 0 | 0 | 0 | 0 | 0 | 0 | 0 | 0 | 0 | 0 | 0 | 0 | 0 | 0 | 0 | 0 | 0 | 0 | 0 | 0 | 0 | 0 | 0 | 0 | 0 | 0 | 0 | 0 | 0 | 0 | 0 | 0 | 0 | 0 | 0 | 0 | 0 | 0 | 0 | 0 | 0 | 0 | 0 | 0 | 0 | 0 | 0 | 0 | 0 | 0 | 0 | 0 | 0 | 0 | 0 | 0 | 0 | 0 | 0 | 0 | 0 | 0 | 0 | 0 | 0 | 0 | 0 | 0 | 0 | 0 | 0 | 0 | 0 | 0 | 0 | 0 | 0 | 0 | 0 | 0 | 0 | 0 | 0 | 0 | 0 | 0 | 0 | 0 | 0 | 0 | 0 | 0 | 0 | 0 | 0 | 0 | 0 | 0 | 0 | 0 | 0 | 0 | 0 | 0 | 0 | 0 | 0 | 0 | 0 | 0 | 0 | 0 | 0 | 0 | 0 | 0 | 0 | 0 | 0 | 0 | 0 | 0 | 0 | 0 | 0 | 0 | 0 | 0 | 0 | 0 | 0 | 0 | 0 | 0 | 0 | 0 | 0 | 0 | 0 | 0 | 0 | 0 | 0 | 0 | 0 | 0 | 0 | 0 | 0 | 0 | 0 | 0 | 0 | 0 | 0 | 0 | 0 | 0 | 0 | 0 | 0 | 0 | 0 | 0 | 0 | 0 | 0 | 0 | 0 | 0 | 0 | 0 | 0 | 0 | 0 | 0 | 0 | 0 | 0 | 0 | 0 | 0 | 0 | 0 | 0 | 0 | 0 | 0 | 0 | 0 | 0 | 0 | 0 | 0 | 0 | 0 | 0 | 0 | 0 | 0 | 0 | 0 | 0 | 0 | 0 | 0 | 0 | 0 | 0 | 0 | 0 | 0 | 0 | 0 | 0 | 0 | 0 | 0 | 0 | 0 | 0 | 0 | 0 | 0 | 0 | 0 | 0 | 0 | 0 | 0 | 0 | 0 | 0 | 0 | 0 | 0 | 0 | 0 | 0 | 0 | 0 | 0 | 0 | 0 | 0 | 0 | 0 | 0 | 0 | 0 | 0 | 0 | 0 | 0 | 0 | 0 | 0 | 0 | 0 | 0 | 0 | 0 | 0 | 0 | 0 | 0 | 0 | 0 | 0 | 0 | 0 | 0 | 0 | 0 | 0 | 0 | 0 | 0 | 0 | 0 | 0 | 0 | 0 | 0 | 0 | 0 | 0 | 0 | 0 | 0 | 0 | 0 | 0 | 0 | 0 | 0 | 0 | 0 | 0 | 0 | 0 | 0 | 0 | 0 | 0 | 0 | 0 | 0 | 0 | 0 | 0 | 0 | 0 | 0 | 0 | 0 | 0 | 0 | 0 | 0 | 0 | 0 | 0 | 0 | 0 | 0 | 0 | 0 | 0 | 0 | 0 | 0 | 0 | 0 | 0 | 0 | 0 | 0 | 0 | 0 | 0 | 0 | 0 | 0 | 0 | 0 | 0 | 0 | 0 | 0 | 0 | 0 | 0 | 0 | 0 | 0 | 0 | 0 | 0 | 0 | 0 | 0 | 0 | 0 | 0 | 0 | 0 | 0 | 0 | 0 | 0 | 0 | 0 | 0 | 0 | 0 | 0 | 0 | 0 | 0 | 0 | 0 | 0 | 0 | 0 | 0 | 0 | 0 | 0 | 0 | 0 | 0 | 0 | 0 | 0 | 0 | 0 | 0 | 0 | 0 | 0 | 0 | 0 | 0 | 0 | 0 | 0 | 0 | 0 | 0 | 0 | 0 | 0 | 0 | 0 | 0 | 0 | 0 | 0 | 0 | 0 | 0 | 0 | 0 | 0 | 0 | 0 | 0 | 0 | 0 | 0 | 0 | 0 | 0 | 0 | 0 | 0 | 0 | 0 | 0 | 0 | 0 | 0 | 0 | 0 | 0 | 0 | 0 | 0 | 0 | 0 | 0 | 0 | 0 | 0 | 0 | 0 | 0 | 0 | 0 | 0 | 0 | 0 | 0 | 0 | 0 | 0 | 0 | 0 | 0 | 0 | 0 | 0 | 0 | 0 | 0 | 0 | 0 | 0 | 0 | 0 | 0 | 0 | 0 | 0 | 0 | 0 | 0 | 0 | 0 | 0 | 0 | 0 | 0 | 0 | 0 | 0 | 0 | 0 | 0 | 0 | 0 | 0 | 0 | 0 | 0 | 0 | 0 | 0 | 0 | 0 | 0 | 0 | 0 | 0 | 0 | 0 | 0 | 0 | 0 | 0 | 0 | 0 | 0 | 0 | 0 | 0 | 0 | 0 | 0 | 0 | 0 | 0 | 0 | 0 | 0 | 0 | 0 | 0 | 0 | 0 | 0 | 0 | 0 | 0 | 0 | 0 | 0 | 0 | 0 | 0 | 0 | 0 | 0 | 0 | 0 | 0 | 0 | 0 | 0 | 0 | 0 | 0 | 0 | 0 | 0 | 0 | 0 | 0 | 0 | 0 | 0 | 0 | 0 | 0 | 0 | 0 | 0 | 0 | 0 | 0 | 0 | 0 | 0 | 0 | 0 | 0 | 0 | 0 | 0 | 0 | 0 | 0 | 0 | 0 | 0 | 0 | 0 | 0 | 0 | 0 | 0 | 0 | 0 | 0 | 0 | 0 | 0 | 0 | 0 | 0 | 0 | 0 | 0 | 0 | 0 | 0 | 0 | 0 | 0 | 0 | 0 | 0 | 0 | 0 | 0 | 0 | 0 | 0 | 0 | 0 | 0 | 0 | 0 | 0 | 0 | 0 | 0 | 0 | 0 | 0 | 0 | 0 | 0 | 0 | 0 | 0 | 0 | 0 | 0 | 0 | 0 | 0 | 0 | 0 | 0 | 0 | 0 | 0 | 0 | 0 | 0 | 0 | 0 | 0 | 0 | 0 | 0 | 0 | 0 | 0 | 0 | 0 | 0 | 0 | 0 | 0 | 0 | 0 | 0 | 0 | 0 | 0 | 0 | 0 | 0 | 0 | 0 | 0 | 0 | 0 | 0 | 0 | 0 | 0 | 0 | 0 | 0 | 0 | 0 | 0 | 0 | 0 | 0 | 0 | 0 | 0 | 0 | 0 | 0 | 0 | 0 | 0 | 0 | 0 | 0 | 0 | 0 | 0 | 0 | 0 | 0 | 0 | 0 | 0 | 0 | 0 | 0 | 0 | 0 | 0 | 0 | 0 | 0 | 0 | 0 | 0 | 0 | 0 | 0 | 0 | 0 | 0 | 0 | 0 | 0 | 0 | 0 | 0 | 0 | 0 | 0 | 0 | 0 | 0 | 0 | 0 | 0 | 0 | 0 | 0 | 0 | 0 | 0 | 0 | 0 | 0 | 0 | 0 | 0 | 0 | 0 | 0 | 0 | 0 | 0 | 0 | 0 | 0 | 0 | 0 | 0 | 0 | 0 | 0 | 0 | 0 | 0 | 0 | 0 | 0 | 0 | 0 | 0 | 0 | 0 | 0 | 0 | 0 | 0 | 0 | 0 | 0 | 0 | 0 | 0 | 0 | 0 | 0 | 0 | 0 | 0 | 0 | 0 | 0 | 0 | 0 | 0 | 0 | 0 | 0 | 0 | 0 | 0 | 0 | 0 | 0 | 0 | 0 | 0 | 0 | 0 | 0 | 0 | 0 | 0 | 0 | 0 | 0 | 0 | 0 | 0 | 0 | 0 | 0 | 0 | 0 | 0 | 0 | 0 | 0 | 0 | 0 | 0 | 0 | 0 | 0 | 0 | 0 | 0 | 0 | 0 | 0 | 0 | 0 | 0 | 0 | 0 | 0 | 0 | 0 | 0 | 0 | 0 | 0 | 0 | 0 | 0 | 0 | 0 | 0 | 0 | 0 | 0 | 0 | 0 | 0 | 0 | 0 | 0 | 0 | 0 | 0 | 0 | 0 | 0 | 0 | 0 | 0 | 0 | 0 | 0 | 0 | 0 | 0 | 0 | 0 | 0 | 0 | 0 | 0 | 0 | 0 | 0 | 0 | 0 | 0 | 0 | 0 | 0 | 0 | 0 | 0 | 0 | 0 | 0 | 0 | 0 | 0 | 0 | 0 | 0 | 0 | 0 | 0 | 0 | 0 | 0 | 0 | 0 | 0 | 0 | 0 | 0 | 0 | 0 | 0 | 0 | 0 | 0 | 0 | 0 | 0 | 0 | 0 | 0 | 0 | 0 | 0 | 0 | 0 | 0 | 0 | 0 | 0 | 0 | 0 | 0 | 0 | 0 | 0 | 0 | 0 | 0 | 0 | 0 | 0 | 0 | 0 | 0 | 0 | 0 | 0 | 0 | 0 | 0 | 0 | 0 | 0 | 0 | 0 | 0 | 0 | 0 | 0 | 0 | 0 | 0 | 0 | 0 | 0 | 0 | 0 | 0 | 0 | 0 | 0 | 0 | 0 | 0 | 0 | 0 | 0 | 0 | 0 | 0 | 0 | 0 | 0 | 0 | 0 | 0 | 0 | 0 | 0 | 0 | 0 | 0 | 0 | 0 | 0 | 0 | 0 | 0 | 0 | 0 | 0 | 0 | 0 | 0 | 0 | 0 | 0 | 0 | 0 | 0 | 0 | 0 | 0 | 0 | 0 | 0 | 0 | 0 | 0 | 0 | 0 | 0 | 0 | 0 | 0 | 0 | 0 | 0 | 0 | 0 | 0 | 0 | 0 | 0 | 0 | 0 | 0 | 0 | 0 | 0 | 0 | 0 | 0 | 0 | 0 | 0 | 0 | 0 | 0 | 0 | 0 | 0 | 0 | 0 | 0 | 0 | 0 | 0 | 0 | 0 | 0 | 0 | 0 | 0 | 0 | 0 | 0 | 0 | 0 | 0 | 0 | 0 | 0 | 0 | 0 | 0 | 0 | 0 | 0 | 0 | 0 | 0 | 0 | 0 | 0 | 0 | 0 | 0 | 0 | 0 | 0 | 0 | 0 | 0 | 0 | 0 | 0 | 0 | 0 | 0 | 0 | 0 | 0 | 0 | 0 | 0 | 0 | 0 | 0 | 0 | 0 | 0 | 0 | 0 | 0 | 0 | 0 | 0 | 0 | 0 | 0 | 0 | 0 | 0 | 0 | 0 | 0 | 0 | 0 | 0 | 0 | 0 | 0 | 0 | 0 | 0 | 0 | 0 | 0 | 0 | 0 | 0 | 0 | 0 | 0 | 0 | 0 | 0 | 0 | 0 | 0 | 0 | 0 | 0 | 0 | 0 | 0 | 0 | 0 | 0 | 0 | 0 | 0 | 0 | 0 | 0 | 0 | 0 | 0 | 0 | 0 | 0 | 0 | 0 | 0 | 0 | 0 | 0 | 0 | 0 | 0 | 0 | 0 | 0 | 0 | 0 | 0 | 0 | 0 | 0 | 0 | 0 | 0 | 0 | 0 | 0 | 0 | 0 | 0 | 0 | 0 | 0 | 0 | 0 | 0 | 0 | 0 | 0 | 0 | 0 | 0 | 0 | 0 | 0 | 0 | 0 | 0 | 0 | 0 | 0 | 0 | 0 | 0 | 0 | 0 | 0 | 0 | 0 | 0 | 0 | 0 | 0 | 0 | 0 | 0 | 0 | 0 | 0 | 0 | 0 | 0 | 0 | 0 | 0 | 0 | 0 | 0 | 0 | 0 | 0 | 0 | 0 | 0 | 0 | 0 | 0 | 0 | 0 | 0 | 0 | 0 | 0 | 0 | 0 | 0 | 0 | 0 | 0 | 0 | 0 | 0 | 0 | 0 | 0 | 0 | 0 | 0 | 0 | 0 | 0 | 0 | 0 | 0 | 0 | 0 | 0 | 0 | 0 | 0 | 0 | 0 | 0 | 0 | 0 | 0 | 0 | 0 | 0 | 0 | 0 | 0 | 0 | 0 | 0 | 0 | 0 | 0 | 0 | 0 | 0 | 0 | 0 | 0 | 0 | 0 | 0 | 0 | 0 | 0 | 0 | 0 | 0 | 0 | 0 | 0 | 0 | 0 | 0 | 0 | 0 | 0 | 0 | 0 | 0 | 0 | 0 | 0 | 0 | 0 | 0 | 0 | 0 | 0 | 0 | 0 | 0 | 0 | 0 | 0 | 0 | 0 | 0 | 0 | 0 | 0 | 0 | 0 | 0 | 0 | 0 | 0 | 0 | 0 | 0 | 0 | 0 | 0 | 0 | 0 | 0 | 0 | 0 | 0 | 0 | 0 | 0 | 0 | 0 | 0 | 0 | 0 | 0 | 0 | 0 | 0 | 0 | 0 | 0 | 0 | 0 | 0 | 0 | 0 | 0 | 0 | 0 | 0 | 0 | 0 | 0 | 0 | 0 | 0 | 0 | 0 | 0 | 0 | 0 | 0 | 0 | 0 | 0 | 0 | 0 | 0 | 0 | 0 | 0 | 0 | 0 | 0 | 0 | 0 | 0 | 0 | 0 | 0 | 0 | 0 | 0 | 0 | 0 | 0 | 0 | 0 | 0 | 0 | 0 | 0 | 0 | 0 | 0 | 0 | 0 | 0 | 0 | 0 | 0 | 0 | 0 | 0 | 0 | 0 | 0 | 0 | 0 | 0 | 0 | 0 | 0 | 0 | 0 | 0 | 0 | 0 | 0 | 0 | 0 | 0 | 0 | 0 | 0 | 0 | 0 | 0 | 0 | 0 | 0 | 0 | 0 | 0 | 0 | 0 | 0 | 0 | 0 | 0 | 0 | 0 | 0 | 0 | 0 | 0 | 0 | 0 | 0 | 0 | 0 | 0 | 0 | 0 | 0 | 0 | 0 | 0 | 0 | 0 | 0 | 0 | 0 | 0 | 0 | 0 | 0 | 0 | 0 | 0 | 0 | 0 | 0 | 0 | 0 | 0 | 0 | 0 | 0 | 0 | 0 | 0 | 0 | 0 | 0 | 0 | 0 | 0 | 0 | 0 | 0 | 0 | 0 | 0 | 0 | 0 | 0 | 0 | 0 | 0 | 0 | 0 | 0 | 0 | 0 | 0 | 0 | 0 | 0 | 0 | 0 | 0 | 0 | 0 | 0 | 0 | 0 | 0 | 0 | 0 | 0 | 0 | 0 | 0 | 0 | 0 | 0 | 0 | 0 | 0 | 0 | 0 | 0 | 0 | 0 | 0 | 0 | 0 | 0 | 0 | 0 | 0 | 0 | 0 | 0 | 0 | 0 | 0 | 0 | 0 | 0 | 0 | 0 | 0 | 0 | 0 | 0 | 0 | 0 | 0 | 0 | 0 | 0 | 0 | 0 | 0 | 0 | 0 | 0 | 0 | 0 | 0 | 0 | 0 | 0 | 0 | 0 | 0 | 0 | 0 | 0 | 0 | 0 | 0 | 0 | 0 | 0 | 0 | 0 | 0 | 0 | 0 | 0 | 0 | 0 | 0 | 0 | 0 | 0 | 0 | 0 | 0 | 0 | 0 | 0 | 0 | 0 | 0 | 0 | 0 | 0 | 0 | 0 | 0 | 0 | 0 | 0 | 0 | 0 | 0 | 0 | 0 | 0 | 0 | 0 | 0 | 0 | 0 | 0 | 0 | 0 | 0 | 0 | 0 | 0 | 0 | 0 | 0 | 0 | 0 | 0 | 0 | 0 | 0 | 0 | 0 | 0 | 0 | 0 | 0 | 0 | 0 | 0 | 0 | 0 | 0 | 0 | 0 | 0 | 0 | 0 | 0 | 0 | 0 | 0 | 0 | 0 | 0 | 0 | 0 | 0 | 0 | 0 | 0 | 0 | 0 | 0 | 0 | 0 | 0 | 0 | 0 | 0 | 0 | 0 | 0 | 0 | 0 | 0 | 0 | 0 | 0 | 0 | 0 | 0 | 0 | 0 | 0 | 0 | 0 | 0 | 0 | 0 | 0 | 0 | 0 | 0 | 0 | 0 | 0 | 0 | 0 | 0 | 0 | 0 | 0 | 0 | 0 | 0 | 0 | 0 | 0 | 0 | 0 | 0 | 0 | 0 | 0 | 0 | 0 | 0 | 0 | 0 | 0 | 0 | 0 | 0 | 0 | 0 | 0 | 0 | 0 | 0 | 0 | 0 | 0 | 0 | 0 | 0 | 0 | 0 | 0 | 0 | 0 | 0 | 0 | 0 | 0 | 0 | 0 | 0 | 0 | 0 | 0 | 0 | 0 | 0 | 0 | 0 | 0 | 0 | 0 | 0 | 0 | 0 | 0 | 0 | 0 | 0 | 0 | 0 | 0 | 0 | 0 | 0 | 0 | 0 | 0 | 0 | 0 | 0 | 0 | 0 | 0 | 0 | 0 | 0 | 0 | 0 | 0 | 0 | 0 | 0 | 0 | 0 | 0 | 0 | 0 | 0 | 0 | 0 | 0 | 0 | 0 | 0 | 0 | 0 | 0 | 0 | 0 | 0 | 0 | 0 | 0 | 0 | 0 | 0 | 0 | 0 | 0 | 0 | 0 | 0 | 0 | 0 | 0 | 0 | 0 | 0 | 0 | 0 | 0 | 0 | 0 | 0 | 0 | 0 | 0 | 0 | 0 | 0 | 0 | 0 | 0 | 0 | 0 | 0 | 0 | 0 | 0 | 0 | 0 | 0 | 0 | 0 | 0 | 0 | 0 | 0 | 0 | 0 | 0 | 0 | 0 | 0 | 0 | 0 | 0 | 0 | 0 | 0 | 0 | 0 | 0 | 0 | 0 | 0 | 0 | 0 | 0 | 0 | 0 | 0 | 0 | 0 | 0 | 0 | 0 | 0 | 0 | 0 | 0 | 0 | 0 | 0 | 0 | 0 | 0 | 0 | 0 | 0 | 0 | 0 | 0 | 0 | 0 | 0 | 0 | 0 | 0 | 0 | 0 | 0 | 0 | 0 | 0 | 0 | 0 | 0 | 0 | 0 | 0 | 0 | 0 | 0 | 0 | 0 | 0 | 0 | 0 | 0 | 0 | 0 | 0 | 0 | 0 | 0 | 0 | 0 | 0 | 0 | 0 | 0 | 0 | 0 | 0 | 0 | 0 | 0 | 0 | 0 | 0 | 0 | 0 | 0 | 0 | 0 | 0 | 0 | 0 | 0 | 0 | 0 | 0 | 0 | 0 | 0 | 0 | 0 | 0 | 0 | 0 | 0 | 0 | 0 | 0 | 0 | 0 | 0 | 0 | 0 | 0 | 0 | 0 | 0 | 0 | 0 | 0 | 0 | 0 | 0 | 0 | 0 | 0 | 0 | 0 | 0 | 0 | 0 | 0 | 0 | 0 | 0 | 0 | 0 | 0 | 0 | 0 | 0 | 0 | 0 | 0 | 0 | 0 | 0 | 0 | 0 | 0 | 0 | 0 | 0 | 0 | 0 | 0 | 0 | 0 | 0 | 0 | 0 | 0 | 0 | 0 | 0 | 0 | 0 | 0 | 0 | 0 | 0 | 0 | 0 | 0 | 0 | 0 | 0 | 0 | 0 | 0 | 0 | 0 | 0 | 0 | 0 | 0 | 0 | 0 | 0 | 0 | 0 | 0 | 0 | 0 | 0 | 0 | 0 | 0 | 0 | 0 | 0 | 0 | 0 | 0 | 0 | 0 | 0 | 0 | 0 | 0 | 0 | 0 | 0 | 0 | 0 | 0 | 0 | 0 | 0 | 0 | 0 | 0 | 0 | 0 | 0 | 0 | 0 | 0 | 0 | 0 | 0 | 0 | 0 | 0 | 0 | 0 | 0 | 0 | 0 | 0 | 0 | 0 | 0 | 0 | 0 | 0 | 0 | 0 | 0 | 0 | 0 | 0 | 0 | 0 | 0 | 0 | 0 | 0 | 0 | 0 | 0 | 0 | 0 | 0 | 0 | 0 | 0 | 0 | 0 | 0 | 0 | 0 | 0 | 0 | 0 | 0 | 0 | 0 | 0 | 0 | 0 | 0 | 0 | 0 | 0 | 0 | 0 | 0 | 0 | 0 | 0 | 0 | 0 | 0 | 0 | 0 | 0 | 0 | 0 | 0 | 0 | 0 | 0 | 0 | 0 | 0 | 0 | 0 | 0 | 0 | 0 | 0 | 0 | 0 | 0 | 0 | 0 | 0 | 0 | 0 | 0 | 0 | 0 | 0 | 0 | 0 | 0 | 0 | 0 | 0 | 0 | 0 | 0 | 0 | 0 | 0 | 0 | 0 | 0 | 0 | 0 | 0 | 0 | 0 | 0 | 0 | 0 | 0 | 0 | 0 | 0 | 0 | 0 | 0 | 0 | 0 | 0 | 0 | 0 | 0 | 0 | 0 | 0 | 0 | 0 | 0 | 0 | 0 | 0 | 0 | 0 | 0 | 0 | 0 | 0 | 0 | 0 | 0 | 0 | 0 | 0 | 0 | 0 | 0 | 0 | 0 | 0 | 0 | 0 | 0 | 0 | 0 | 0 | 0 | 0 | 0 | 0 | 0 | 0 | 0 | 0 | 0 | 0 | 0 | 0 | 0 | 0 | 0 | 0 | 0 | 0 | 0 | 0 | 0 | 0 | 0 | 0 | 0 | 0 | 0 | 0 | 0 | 0 | 0 | 0 | 0 | 0 | 0 | 0 | 0 | 0 | 0 | 0 | 0 | 0 | 0 | 0 | 0 | 0 | 0 | 0 | 0 | 0 | 0 | 0 | 0 | 0 | 0 | 0 | 0 | 0 | 0 | 0 | 0 | 0 | 0 | 0 | 0 | 0 | 0 | 0 | 0 | 0 | 0 | 0 | 0 | 0 | 0 | 0 | 0 | 0 | 0 | 0 | 0 | 0 | 0 | 0 | 0 | 0 | 0 | 0 | 0 | 0 | 0 | 0 | 0 | 0 | 0 | 0 | 0 | 0 | 0 | 0 | 0 | 0 | 0 | 0 | 0 | 0 | 0 | 0 | 0 | 0 | 0 | 0 | 0 | 0 | 0 | 0 | 0 | 0 | 0 | 0 | 0 | 0 | 0 | 0 | 0 | 0 | 0 | 0 | 0 | 0 | 0 | 0 | 0 | 0 | 0 | 0 | 0 | 0 | 0 | 0 | 0 | 0 | 0 | 0 | 0 | 0 | 0 | 0 | 0 | 0 | 0 | 0 | 0 | 0 | 0 | 0 | 0 | 0 | 0 | 0 | 0 | 0 | 0 | 0 | 0 | 0 | 0 | 0 | 0 | 0 | 0 | 0 | 0 | 0 | 0 | 0 | 0 | 0 | 0 | 0 | 0 | 0 | 0 | 0 | 0 | 0 | 0 | 0 | 0 | 0 | 0 | 0 | 0 | 0 | 0 | 0 | 0 | 0 | 0 | 0 | 0 | 0 | 0 | 0 | 0 | 0 | 0 | 0 | 0 | 0 | 0 | 0 | 0 | 0 | 0 | 0 | 0 | 0 | 0 | 0 | 0 | 0 | 0 | 0 | 0 | 0 | 0 | 0 | 0 | 0 | 0 | 0 | 0 | 0 | 0 | 0 | 0 | 0 | 0 | 0 | 0 | 0 | 0 | 0 | 0 | 0 | 0 | 0 | 0 | 0 | 0 | 0 | 0 | 0 | 0 | 0 | 0 | 0 | 0 | 0 | 0 | 0 | 0 | 0 | 0 | 0 | 0 | 0 | 0 | 0 | 0 | 0 | 0 | 0 | 0 | 0 | 0 | 0 | 0 | 0 | 0 | 0 | 0 | 0 | 0 | 0 | 0 | 0 | 0 | 0 | 0 | 0 | 0 | 0 | 0 | 0 | 0 | 0 | 0 | 0 | 0 | 0 | 0 | 0 | 0 | 0 | 0 | 0 | 0 | 0 | 0 | 0 | 0 | 0 | 0 | 0 | 0 | 0 | 0 | 0 | 0 | 0 | 0 | 0 | 0 | 0 | 0 | 0 | 0 | 0 | 0 | 0 | 0 | 0 | 0 | 0 | 0 | 0 | 0 | 0 | 0 | 0 | 0 | 0 | 0 | 0 | 0 | 0 | 0 | 0 | 0 | 0 | 0 | 0 | 0 | 0 | 0 | 0 | 0 | 0 | 0 | 0 | 0 | 0 | 0 | 0 | 0 | 0 | 0 | 0 | 0 | 0 | 0 | 0 | 0 | 0 | 0 | 0 | 0 | 0 | 0 | 0 | 0 | 0 | 0 | 0 | 0 | 0 | 0 | 0 | 0 | 0 | 0 | 0 | 0 | 0 | 0 | 0 | 0 | 0 | 0 | 0 | 0 | 0 | 0 | 0 | 0 | 0 | 0 | 0 | 0 | 0 | 0 | 0 | 0 | 0 | 0 | 0 | 0 | 0 | 0 | 0 | 0 | 0 | 0 | 0 | 0 | 0 | 0 | 0 | 0 | 0 | 0 | 0 | 0 | 0 | 0 | 0 | 0 | 0 | 0 | 0 | 0 | 0 | 0 | 0 | 0 | 0 | 0 | 0 | 0 | 0 | 0 | 0 | 0 | 0 | 0 | 0 | 0 | 0 | 0 | 0 | 0 | 0 | 0 | 0 | 0 | 0 | 0 | 0 | 0 | 0 | 0 | 0 | 0 | 0 | 0 | 0 | 0 | 0 | 0 | 0 | 0 | 0 | 0 | 0 | 0 | 0 | 0 | 0 | 0 | 0 | 0 | 0 | 0 | 0 | 0 | 0 | 0 | 0 | 0 | 0 | 0 | 0 | 0 | 0 | 0 | 0 | 0 | 0 | 0 | 0 | 0 | 0 | 0 | 0 | 0 | 0 | 0 | 0 | 0 | 0 | 0 | 0 | 0 | 0 | 0 | 0 | 0 | 0 | 0 | 0 | 0 | 0 | 0 | 0 | 0 | 0 | 0 | 0 | 0 | 0 | 0 | 0 | 0 | 0 | 0 | 0 | 0 | 0 | 0 | 0 | 0 | 0 | 0 | 0 | 0 | 0 | 0 | 0 | 0 | 0 | 0 | 0 | 0 | 0 | 0 | 0 | 0 | 0 | 0 | 0 | 0 | 0 | 0 | 0 | 0 | 0 | 0 | 0 | 0 | 0 | 0 | 0 | 0 | 0 | 0 | 0 | 0 | 0 | 0 | 0 | 0 | 0 | 0 | 0 | 0 | 0 | 0 | 0 | 0 | 0 | 0 | 0 | 0 | 0 | 0 | 0 | 0 | 0 | 0 | 0 | 0 | 0 | 0 | 0 | 0 | 0 | 0 | 0 | 0 | 0 | 0 | 0 | 0 | 0 | 0 | 0 | 0 | 0 | 0 | 0 | 0 | 0 | 0 | 0 | 0 | 0 | 0 | 0 | 0 | 0 | 0 | 0 | 0 | 0 | 0 | 0 | 0 | 0 | 0 | 0 | 0 | 0 | 0 | 0 | 0 | 0 | 0 | 0 | 0 | 0 | 0 | 0 | 0 | 0 | 0 | 0 | 0 | 0 | 0 | 0 | 0 | 0 | 0 | 0 | 0 | 0 | 0 | 0 | 0 | 0 | 0 | 0 | 0 | 0 | 0 | 0 | 0 | 0 | 0 | 0 | 0 | 0 | 0 | 0 | 0 | 0 | 0 | 0 | 0 | 0 | 0 | 0 | 0 | 0 | 0 | 0 | 0 | 0 | 0 | 0 | 0 | 0 | 0 | 0 | 0 | 0 | 0 | 0 | 0 | 0 | 0 | 0 | 0 | 0 | 0 | 0 | 0 | 0 | 0 | 0 | 0 | 0 | 0 | 0 | 0 | 0 | 0 | 0 | 0 | 0 | 0 | 0 | 0 | 0 | 0 | 0 | 0 | 0 | 0 | 0 | 0 | 0 | 0 | 0 | 0 | 0 | 0 | 0 | 0 | 0 | 0 | 0 | 0 | 0 | 0 | 0 | 0 | 0 | 0 | 0 | 0 | 0 | 0 | 0 | 0 | 0 | 0 | 0 | 0 | 0 | 0 | 0 | 0 | 0 | 0 | 0 | 0 | 0 | 0 | 0 | 0 | 0 | 0 | 0 | 0 | 0 | 0 | 0 | 0 | 0 | 0 | 0 | 0 | 0 | 0 | 0 | 0 | 0 | 0 | 0 | 0 | 0 | 0 | 0 | 0 | 0 | 0 | 0 | 0 | 0 | 0 | 0 | 0 | 0 | 0 | 0 | 0 | 0 | 0 | 0 | 0 | 0 | 0 | 0 | 0 | 0 | 0 | 0 | 0 | 0 | 0 | 0 | 0 | 0 | 0 | 0 | 0 | 0 | 0 | 0 | 0 | 0 | 0 | 0 | 0 | 0 | 0 | 0 | 0 | 0 | 0 | 0 | 0 | 0 | 0 | 0 | 0 | 0 | 0 | 0 | 0 | 0 | 0 | 0 | 0 | 0 | 0 | 0 | 0 | 0 | 0 | 0 | 0 | 0 | 0 | 0 | 0 | 0 | 0 | 0 | 0 | 0 | 0 | 0 | 0 | 0 | 0 | 0 | 0 | 0 | 0 | 0 | 0 | 0 | 0 | 0 | 0 | 0 | 0 | 0 | 0 | 0 | 0 | 0 | 0 | 0 | 0 | 0 | 0 | 0 | 0 | 0 | 0 | 0 | 0 | 0 | 0 | 0 | 0 | 0 | 0 | 0 | 0 | 0 | 0 | 0 | 0 | 0 | 0 | 0 | 0 | 0 | 0 | 0 | 0 | 0 | 0 | 0 | 0 | 0 | 0 | 0 | 0 | 0 | 0 | 0 | 0 | 0 | 0 | 0 | 0 | 0 | 0 | 0 | 0 | 0 | 0 | 0 | 0 | 0 | 0 | 0 | 0 | 0 | 0 | 0 | 0 | 0 | 0 | 0 | 0 | 0 | 0 | 0 | 0 | 0 | 0 | 0 | 0 | 0 | 0 | 0 | 0 | 0 | 0 | 0 | 0 | 0 | 0 | 0 | 0 | 0 | 0 | 0 | 0 | 0 | 0 | 0 | 0 | 0 | 0 | 0 | 0 | 0 | 0 | 0 | 0 | 0 | 0 | 0 | 0 | 0 | 0 | 0 | 0 | 0 | 0 | 0 | 0 | 0 | 0 | 0 | 0 | 0 | 0 | 0 | 0 | 0 | 0 | 0 | 0 | 0 | 0 | 0 | 0 | 0 | 0 | 0 | 0 | 0 | 0 | 0 | 0 | 0 | 0 | 0 | 0 | 0 | 0 | 0 | 0 | 0 | 0 | 0 | 0 | 0 | 0 | 0 | 0 | 0 | 0 | 0 | 0 | 0 | 0 | 0 | 0 | 0 | 0 | 0 | 0 | 0 | 0 | 0 | 0 | 0 | 0 | 0 | 0 | 0 | 0 | 0 | 0 | 0 | 0 | 0 | 0 | 0 | 0 | 0 | 0 | 0 | 0 | 0 | 0 | 0 | 0 | 0 | 0 | 0 | 0 | 0 | 0 | 0 | 0 | 0 | 0 | 0 | 0 | 0 | 0 | 0 | 0 | 0 | 0 | 0 | 0 | 0 | 0 | 0 | 0 | 0 | 0 | 0 | 0 | 0 | 0 | 0 | 0 | 0 | 0 | 0 | 0 | 0 | 0 | 0 | 0 | 0 | 0 | 0 | 0 | 0 | 0 | 0 | 0 | 0 | 0 | 0 | 0 | 0 | 0 | 0 | 0 | 0 | 0 | 0 | 0 | 0 | 0 | 0 | 0 | 0 | 0 | 0 | 0 | 0 | 0 | 0 | 0 | 0 | 0 | 0 | 0 | 0 | 0 | 0 | 0 | 0 | 0 | 0 | 0 | 0 | 0 | 0 | 0 | 0 | 0 | 0 | 0 | 0 | 0 | 0 | 0 | 0 | 0 | 0 | 0 | 0 | 0 | 0 | 0 | 0 | 0 | 0 | 0 | 0 | 0 | 0 | 0 | 0 | 0 | 0 | 0 | 0 | 0 | 0 | 0 | 0 | 0 | 0 | 0 | 0 | 0 | 0 | 0 | 0 | 0 | 0 | 0 | 0 | 0 | 0 | 0 | 0 | 0 | 0 | 0 | 0 | 0 | 0 | 0 | 0 | 0 | 0 | 0 | 0 | 0 | 0 | 0 | 0 | 0 | 0 | 0 | 0 | 0 | 0 | 0 | 0 | 0 | 0 | 0 | 0 | 0 | 0 | 0 | 0 | 0 | 0 | 0 | 0 | 0 | 0 | 0 | 0 | 0 | 0 | 0 | 0 | 0 | 0 | 0 | 0 | 0 | 0 | 0 | 0 | 0 | 0 | 0 | 0 | 0 | 0 | 0 | 0 | 0 | 0 | 0 | 0 | 0 | 0 | 0 | 0 | 0 | 0 | 0 | 0 | 0 | 0 | 0 | 0 | 0 | 0 | 0 | 0 | 0 | 0 | 0 | 0 | 0 | 0 | 0 | 0 | 0 | 0 | 0 | 0 | 0 | 0 | 0 | 0 | 0 | 0 | 0 | 0 | 0 | 0 | 0 | 0 | 0 | 0 | 0 | 0 | 0 | 0 | 0 | 0 | 0 | 0 | 0 | 0 | 0 | 0 | 0 | 0 | 0 | 0 | 0 | 0 | 0 | 0 | 0 | 0 | 0 | 0 | 0 | 0 | 0 | 0 | 0 | 0 | 0 | 0 | 0 | 0 | 0 | 0 | 0 | 0 | 0 | 0 | 0 | 0 | 0 | 0 | 0 | 0 | 0 | 0 | 0 | 0 | 0 | 0 | 0 | 0 | 0 | 0 | 0 | 0 | 0 | 0 | 0 | 0 | 0 | 0 | 0 | 0 | 0 | 0 | 0 | 0 | 0 | 0 | 0 | 0 | 0 | 0 | 0 | 0 | 0 | 0 | 0 | 0 | 0 | 0 | 0 | 0 | 0 | 0 | 0 | 0 | 0 | 0 | 0 | 0 | 0 | 0 | 0 | 0 | 0 | 0 | 0 | 0 | 0 | 0 | 0 | 0 | 0 | 0 | 0 | 0 | 0 | 0 | 0 | 0 | 0 | 0 | 0 | 0 | 0 | 0 | 0 | 0 | 0 | 0 | 0 | 0 | 0 | 0 | 0 | 0 | 0 | 0 | 0 | 0 | 0 | 0 | 0 | 0 | 0 | 0 | 0 | 0 | 0 | 0 | 0 | 0 | 0 | 0 | 0 | 0 | 0 | 0 | 0 | 0 | 0 | 0 | 0 | 0 | 0 | 0 | 0 | 0 | 0 | 0 | 0 | 0 | 0 | 0 | 0 | 0 | 0 | 0 | 0 | 0 | 0 | 0 | 0 | 0 | 0 | 0 | 0 | 0 | 0 | 0 | 0 | 0 | 0 | 0 | 0 | 0 | 0 | 0 | 0 | 0 | 0 | 0 | 0 | 0 | 0 | 0 | 0 | 0 | 0 | 0 | 0 | 0 | 0 | 0 | 0 | 0 | 0 | 0 | 0 | 0 | 0 | 0 | 0 | 0 | 0 | 0 | 0 | 0 | 0 | 0 | 0 | 0 | 0 | 0 | 0 | 0 | 0 | 0 | 0 | 0 | 0 | 0 | 0 | 0 | 0 | 0 | 0 | 0 | 0 | 0 | 0 | 0 | 0 | 0 | 0 | 0 | 0 | 0 | 0 | 0 | 0 | 0 | 0 | 0 | 0 | 0 | 0 | 0 | 0 | 0 | 0 | 0 | 0 | 0 | 0 | 0 | 0 | 0 | 0 | 0 | 0 | 0 | 0 | 0 | 0 | 0 | 0 | 0 | 0 | 0 | 0 | 0 | 0 | 0 | 0 | 0 | 0 | 0 | 0 | 0 | 0 | 0 | 0 | 0 | 0 | 0 | 0 | 0 | 0 | 0 | 0 | 0 | 0 | 0 | 0 | 0 | 0 | 0 | 0 | 0 | 0 | 0 | 0 | 0 | 0 | 0 | 0 | 0 | 0 | 0 | 0 | 0 | 0 | 0 | 0 | 0 | 0 | 0 | 0 | 0 | 0 | 0 | 0 | 0 | 0 | 0 | 0 | 0 | 0 | 0 | 0 | 0 | 0 | 0 | 0 | 0 | 0 | 0 | 0 | 0 | 0 | 0 | 0 | 0 | 0 | 0 | 0 | 0 | 0 | 0 | 0 | 0 | 0 | 0 | 0 | 0 | 0 | 0 | 0 | 0 | 0 | 0 | 0 | 0 | 0 | 0 | 0 | 0 | 0 | 0 | 0 | 0 | 0 | 0 | 0 | 0 | 0 | 0 | 0 | 0 | 0 | 0 | 0 | 0 | 0 | 0 | 0 | 0 | 0 | 0 | 0 | 0 | 0 | 0 | 0 | 0 | 0 | 0 | 0 | 0 | 0 | 0 | 0 | 0 | 0 | 0 | 0 | 0 | 0 | 0 | 0 | 0 | 0 | 0 | 0 | 0 | 0 | 0 | 0 | 0 | 0 | 0 | 0 | 0 | 0 | 0 | 0 | 0 | 0 | 0 | 0 | 0 | 0 | 0 | 0 | 0 | 0 | 0 | 0 | 0 | 0 | 0 | 0 | 0 | 0 | 0 | 0 | 0 | 0 | 0 | 0 | 0 | 0 | 0 | 0 | 0 | 0 | 0 | 0 | 0 | 0 | 0 | 0 | 0 | 0 | 0 | 0 | 0 | 0 | 0 | 0 | 0 | 0 | 0 | 0 | 0 | 0 | 0 | 0 | 0 | 0 | 0 | 0 | 0 | 0 | 0 | 0 | 0 | 0 | 0 | 0 | 0 | 0 | 0 | 0 | 0 | 0 | 0 | 0 | 0 | 0 | 0 | 0 | 0 | 0 | 0 | 0 | 0 | 0 | 0 | 0 | 0 | 0 | 0 | 0 | 0 | 0 | 0 | 0 | 0 | 0 | 0 | 0 | 0 | 0 | 0 | 0 | 0 | 0 | 0 | 0 | 0 | 0 | 0 | 0 | 0 | 0 | 0 | 0 | 0 | 0 | 0 | 0 | 0 | 0 | 0 | 0 | 0 | 0 | 0 | 0 | 0 | 0 | 0 | 0 | 0 | 0 | 0 | 0 | 0 | 0 | 0 | 0 | 0 | 0 | 0 | 0 | 0 | 0 | 0 | 0 | 0 | 0 | 0 | 0 | 0 | 0 | 0 | 0 | 0 | 0 | 0 | 0 | 0 | 0 | 0 | 0 | 0 | 0 | 0 | 0 | 0 | 0 | 0 | 0 | 0 | 0 | 0 | 0 | 0 | 0 | 0 | 0 | 0 | 0 | 0 | 0 | 0 | 0 | 0 | 0 | 0 | 0 | 0 | 0 | 0 | 0 | 0 | 0 | 0 | 0 | 0 | 0 | 0 | 0 | 0 | 0 | 0 | 0 | 0 | 0 | 0 | 0 | 0 | 0 | 0 | 0 | 0 | 0 | 0 | 0 | 0 | 0 | 0 | 0 | 0 | 0 | 0 | 0 | 0 | 0 | 0 | 0 | 0 | 0 | 0 | 0 | 0 | 0 | 0 | 0 | 0 | 0 | 0 | 0 | 0 | 0 | 0 | 0 | 0 | 0 | 0 | 0 | 0 | 0 | 0 | 0 | 0 | 0 | 0 | 0 | 0 | 0 | 0 | 0 | 0 | 0 | 0 | 0 | 0 | 0 | 0 | 0 | 0 | 0 | 0 | 0 | 0 | 0 | 0 | 0 | 0 | 0 | 0 | 0 | 0 | 0 | 0 | 0 | 0 | 0 | 0 | 0 | 0 | 0 | 0 | 0 | 0 | 0 | 0 | 0 | 0 | 0 | 0 | 0 | 0 | 0 | 0 | 0 | 0 | 0 | 0 | 0 | 0 | 0 | 0 | 0 | 0 | 0 | 0 | 0 | 0 | 0 | 0 | 0 | 0 | 0 | 0 | 0 | 0 | 0 | 0 | 0 | 0 | 0 | 0 | 0 | 0 | 0 | 0 | 0 | 0 | 0 | 0 | 0 | 0 | 0 | 0 | 0 | 0 | 0 | 0 | 0 | 0 | 0 | 0 | 0 | 0 | 0 | 0 | 0 | 0 | 0 | 0 | 0 | 0 | 0 | 0 | 0 | 0 | 0 | 0 | 0 | 0 | 0 | 0 | 0 | 0 | 0 | 0 | 0 | 0 | 0 | 0 | 0 | 0 | 0 | 0 | 0 | 0 | 0 | 0 | 0 | 0 | 0 | 0 | 0 | 0 | 0 | 0 | 0 | 0 | 0 | 0 | 0 | 0 | 0 | 0 | 0 | 0 | 0 | 0 | 0 | 0 | 0 | 0 | 0 | 0 | 0 | 0 | 0 | 0 | 0 | 0 | 0 | 0 | 0 | 0 | 0 | 0 | 0 | 0 | 0 | 0 | 0 | 0 | 0 | 0 | 0 | 0 | 0 | 0 | 0 | 0 | 0 | 0 | 0 | 0 | 0 | 0 | 0 | 0 | 0 | 0 | 0 | 0 | 0 | 0 | 0 | 0 | 0 | 0 | 0 | 0 | 0 | 0 | 0 | 0 | 0 | 0 | 0 | 0 | 0 | 0 | 0 | 0 | 0 | 0 | 0 | 0 | 0 | 0 | 0 | 0 | 0 | 0 | 0 | 0 | 0 | 0 | 0 | 0 | 0 | 0 | 0 | 0 | 0 | 0 | 0 | 0 | 0 | 0 | 0 | 0 | 0 | 0 | 0 | 0 | 0 | 0 | 0 | 0 | 0 | 0 | 0 | 0 | 0 | 0 | 0 | 0 | 0 | 0 | 0 | 0 | 0 | 0 | 0 | 0 | 0 | 0 | 0 | 0 | 0 | 0 | 0 | 0 | 0 | 0 | 0 | 0 | 0 | 0 | 0 | 0 | 0 | 0 | 0 | 0 | 0 | 0 | 0 | 0 | 0 | 0 | 0 | 0 | 0 | 0 | 0 | 0 | 0 | 0 | 0 | 0 | 0 | 0 | 0 | 0 | 0 | 0 | 0 | 0 | 0 | 0 | 0 | 0 | 0 | 0 | 0 | 0 | 0 | 0 | 0 | 0 | 0 | 0 | 0 | 0 | 0 | 0 | 0 | 0 | 0 | 0 | 0 | 0 | 0 | 0 | 0 | 0 | 0 | 0 | 0 | 0 | 0 | 0 | 0 | 0 | 0 | 0 | 0 | 0 | 0 | 0 | 0 | 0 | 0 | 0 | 0 | 0 | 0 | 0 | 0 | 0 | 0 | 0 | 0 | 0 | 0 | 0 | 0 | 0 | 0 | 0 | 0 | 0 | 0 | 0 | 0 | 0 | 0 | 0 | 0 | 0 | 0 | 0 | 0 | 0 | 0 | 0 | 0 | 0 | 0 | 0 | 0 | 0 | 0 | 0 | 0 | 0 | 0 | 0 | 0 | 0 | 0 | 0 | 0 | 0 | 0 | 0 | 0 | 0 | 0 | 0 | 0 | 0 | 0 | 0 | 0 | 0 | 0 | 0 | 0 | 0 | 0 | 0 | 0 | 0 | 0 | 0 | 0 | 0 | 0 | 0 | 0 | 0 | 0 | 0 | 0 | 0 | 0 | 0 | 0 | 0 | 0 | 0 | 0 | 0 | 0 | 0 | 0 | 0 | 0 | 0 | 0 | 0 | 0 | 0 | 0 | 0 | 0 | 0 | 0 | 0 | 0 | 0 | 0 | 0 | 0 | 0 | 0 | 0 | 0 | 0 | 0 | 0 | 0 | 0 | 0 | 0 | 0 | 0 | 0 | 0 | 0 | 0 | 0 | 0 | 0 | 0 | 0 | 0 | 0 | 0 | 0 | 0 | 0 | 0 | 0 | 0 | 0 | 0 | 0 | 0 | 0 | 0 | 0 | 0 | 0 | 0 | 0 | 0 | 0 | 0 | 0 | 0 | 0 | 0 | 0 | 0 | 0 | 0 | 0 | 0 | 0 | 0 | 0 | 0 | 0 | 0 | 0 | 0 | 0 | 0 | 0 | 0 | 0 | 0 | 0 | 0 | 0 | 0 | 0 | 0 | 0 | 0 | 0 | 0 | 0 | 0 | 0 | 0 | 0 | 0 | 0 | 0 | 0 | 0 | 0 | 0 | 0 | 0 | 0 | 0 | 0 | 0 | 0 | 0 | 0 | 0 | 0 | 0 | 0 | 0 | 0 | 0 | 0 | 0 | 0 | 0 | 0 | 0 | 0 | 0 | 0 | 0 | 0 | 0 | 0 | 0 | 0 | 0 | 0 | 0 | 0 | 0 | 0 | 0 | 0 | 0 | 0 | 0 | 0 | 0 | 0 | 0 | 0 | 0 | 0 | 0 | 0 | 0 | 0 | 0 | 0 | 0 | 0 | 0 | 0 | 0 | 0 | 0 | 0 | 0 | 0 | 0 | 0 | 0 | 0 | 0 | 0 | 0 | 0 | 0 | 0 | 0 | 0 | 0 | 0 | 0 | 0 | 0 | 0 | 0 | 0 | 0 | 0 | 0 | 0 | 0 | 0 | 0 | 0 | 0 | 0 | 0 | 0 | 0 | 0 | 0 | 0 | 0 | 0 | 0 | 0 | 0 | 0 | 0 | 0 | 0 | 0 | 0 | 0 | 0 | 0 | 0 | 0 | 0 | 0 | 0 | 0 | 0 | 0 | 0 | 0 | 0 | 0 | 0 | 0 | 0 | 0 | 0 | 0 | 0 | 0 | 0 | 0 | 0 | 0 | 0 | 0 | 0 | 0 | 0 | 0 | 0 | 0 | 0 | 0 | 0 | 0 | 0 | 0 | 0 | 0 | 0 | 0 | 0 | 0 | 0 | 0 | 0 | 0 | 0 | 0 | 0 | 0 | 0 | 0 | 0 | 0 | 0 | 0 | 0 | 0 | 0 | 0 | 0 | 0 | 0 | 0 | 0 | 0 | 0 | 0 | 0 | 0 | 0 | 0 | 0 | 0 | 0 | 0 | 0 | 0 | 0 | 0 | 0 | 0 | 0 | 0 | 0 | 0 | 0 | 0 | 0 | 0 | 0 | 0 | 0 | 0 | 0 | 0 | 0 | 0 | 0 | 0 | 0 | 0 | 0 | 0 | 0 | 0 | 0 | 0 | 0 | 0 | 0 | 0 | 0 | 0 | 0 | 0 | 0 | 0 | 0 | 0 | 0 | 0 | 0 | 0 | 0 | 0 | 0 | 0 | 0 | 0 | 0 | 0 | 0 | 0 | 0 | 0 | 0 | 0 | 0 | 0 | 0 | 0 | 0 | 0 | 0 | 0 | 0 | 0 | 0 | 0 | 0 | 0 | 0 | 0 | 0 | 0 | 0 | 0 | 0 | 0 | 0 | 0 | 0 | 0 | 0 | 0 | 0 | 0 | 0 | 0 | 0 | 0 | 0 | 0 | 0 | 0 | 0 | 0 | 0 | 0 | 0 | 0 | 0 | 0 | 0 | 0 | 0 | 0 | 0 | 0 | 0 | 0 | 0 | 0 | 0 | 0 | 0 | 0 | 0 | 0 | 0 | 0 | 0 | 0 | 0 | 0 | 0 | 0 | 0 | 0 | 0 | 0 | 0 | 0 | 0 | 0 | 0 | 0 | 0 | 0 | 0 | 0 | 0 | 0 | 0 | 0 | 0 | 0 | 0 | 0 | 0 | 0 | 0 | 0 | 0 | 0 | 0 | 0 | 0 | 0 | 0 | 0 | 0 | 0 | 0 | 0 | 0 | 0 | 0 | 0 | 0 | 0 | 0 | 0 | 0 | 0 | 0 | 0 | 0 | 0 | 0 | 0 | 0 | 0 | 0 | 0 | 0 | 0 | 0 | 0 | 0 | 0 | 0 | 0 | 0 | 0 | 0 | 0 | 0 | 0 | 0 | 0 | 0 | 0 | 0 | 0 | 0 | 0 | 0 | 0 | 0 | 0 | 0 | 0 | 0 | 0 | 0 | 0 | 0 | 0 | 0 | 0 | 0 | 0 | 0 | 0 | 0 | 0 | 0 | 0 | 0 | 0 | 0 | 0 | 0 | 0 | 0 | 0 | 0 | 0 | 0 | 0 | 0 | 0 | 0 | 0 | 0 | 0 | 0 | 0 | 0 | 0 | 0 | 0 | 0 | 0 | 0 | 0 | 0 | 0 | 0 | 0 | 0 | 0 | 0 | 0 | 0 | 0 | 0 | 0 | 0 | 0 | 0 | 0 | 0 | 0 | 0 | 0 | 0 | 0 | 0 | 0 | 0 | 0 | 0 | 0 | 0 | 0 | 0 | 0 | 0 | 0 | 0 | 0 | 0 | 0 | 0 | 0 | 0 | 0 | 0 | 0 | 0 | 0 | 0 | 0 | 0 | 0 | 0 | 0 | 0 | 0 | 0 | 0 | 0 | 0 | 0 | 0 | 0 | 0 | 0 | 0 | 0 | 0 | 0 | 0 | 0 | 0 | 0 | 0 | 0 | 0 | 0 | 0 | 0 | 0 | 0 | 0 | 0 | 0 | 0 | 0 | 0 | 0 | 0 | 0 | 0 | 0 | 0 | 0 | 0 | 0 | 0 | 0 | 0 | 0 | 0 | 0 | 0 | 0 | 0 | 0 | 0 | 0 | 0 | 0 | 0 | 0 | 0 | 0 | 0 | 0 | 0 | 0 | 0 | 0 | 0 | 0 | 0 | 0 | 0 | 0 | 0 | 0 | 0 | 0 | 0 | 0 | 0 | 0 | 0 | 0 | 0 | 0 | 0 | 0 | 0 | 0 | 0 | 0 | 0 | 0 | 0 | 0 | 0 | 0 | 0 | 0 | 0 | 0 | 0 | 0 | 0 | 0 | 0 | 0 | 0 | 0 | 0 | 0 | 0 | 0 | 0 | 0 | 0 | 0 | 0 | 0 | 0 | 0 | 0 | 0 | 0 | 0 | 0 | 0 | 0 | 0 | 0 | 0 | 0 | 0 | 0 | 0 | 0 | 0 | 0 | 0 | 0 | 0 | 0 | 0 | 0 | 0 | 0 | 0 | 0 | 0 | 0 | 0 | 0 | 0 | 0 | 0 | 0 | 0 | 0 | 0 | 0 | 0 | 0 | 0 | 0 | 0 | 0 | 0 | 0 | 0 | 0 | 0 | 0 | 0 | 0 | 0 | 0 | 0 | 0 | 0 | 0 | 0 | 0 | 0 | 0 | 0 | 0 | 0 | 0 | 0 | 0 | 0 | 0 | 0 | 0 | 0 | 0 | 0 | 0 | 0 | 0 | 0 | 0 | 0 | 0 | 0 | 0 | 0 | 0 | 0 | 0 | 0 | 0 | 0 | 0 | 0 | 0 | 0 | 0 | 0 | 0 | 0 | 0 | 0 | 0 | 0 | 0 | 0 | 0 | 0 | 0 | 0 | 0 | 0 | 0 | 0 | 0 | 0 | 0 | 0 | 0 | 0 | 0 | 0 | 0 | 0 | 0 | 0 | 0 | 0 | 0 | 0 | 0 | 0 | 0 | 0 | 0 | 0 | 0 | 0 | 0 | 0 | 0 | 0 | 0 | 0 | 0 | 0 | 0 | 0 | 0 | 0 | 0 | 0 | 0 | 0 | 0 | 0 | 0 | 0 | 0 | 0 | 0 | 0 | 0 | 0 | 0 | 0 | 0 | 0 | 0 | 0 | 0 | 0 | 0 | 0 | 0 | 0 | 0 | 0 | 0 | 0 | 0 | 0 | 0 | 0 | 0 | 0 | 0 | 0 | 0 | 0 | 0 | 0 | 0 | 0 | 0 | 0 | 0 | 0 | 0 | 0 | 0 | 0 | 0 | 0 | 0 | 0 | 0 | 0 | 0 | 0 | 0 | 0 | 0 | 0 | 0 | 0 | 0 | 0 | 0 | 0 | 0 | 0 | 0 | 0 | 0 | 0 | 0 | 0 | 0 | 0 | 0 | 0 | 0 | 0 | 0 | 0 | 0 | 0 | 0 | 0 | 0 | 0 | 0 | 0 | 0 | 0 | 0 | 0 | 0 | 0 | 0 | 0 | 0 | 0 | 0 | 0 | 0 | 0 | 0 | 0 | 0 | 0 | 0 | 0 | 0 | 0 | 0 | 0 | 0 | 0 | 0 | 0 | 0 | 0 | 0 | 0 | 0 | 0 | 0 | 0 | 0 | 0 | 0 | 0 | 0 | 0 | 0 | 0 | 0 | 0 | 0 | 0 | 0 | 0 | 0 | 0 | 0 | 0 | 0 | 0 | 0 | 0 | 0 | 0 | 0 | 0 | 0 | 0 | 0 | 0 | 0 | 0 | 0 | 0 | 0 | 0 | 0 | 0 | 0 | 0 | 0 | 0 | 0 | 0 | 0 | 0 | 0 | 0 | 0 | 0 | 0 | 0 | 0 | 0 | 0 | 0 | 0 | 0 | 0 | 0 | 0 | 0 | 0 | 0 | 0 | 0 | 0 | 0 | 0 | 0 | 0 | 0 | 0 | 0 | 0 | 0 | 0 | 0 | 0 | 0 | 0 | 0 | 0 | 0 | 0 | 0 | 0 | 0 | 0 | 0 | 0 | 0 | 0 | 0 | 0 | 0 | 0 | 0 | 0 | 0 | 0 | 0 | 0 | 0 | 0 | 0 | 0 | 0 | 0 | 0 | 0 | 0 | 0 | 0 | 0 | 0 | 0 | 0 | 0 | 0 | 0 | 0 | 0 | 0 | 0 | 0 | 0 | 0 | 0 | 0 | 0 | 0 | 0 | 0 | 0 | 0 | 0 | 0 | 0 | 0 | 0 | 0 | 0 | 0 | 0 | 0 | 0 | 0 | 0 | 0 | 0 | 0 | 0 | 0 | 0 | 0 | 0 | 0 | 0 | 0 | 0 | 0 | 0 | 0 | 0 | 0 | 0 | 0 | 0 | 0 | 0 | 0 | 0 | 0 | 0 | 0 | 0 | 0 | 0 | 0 | 0 | 0 | 0 | 0 | 0 | 0 | 0 | 0 | 0 | 0 | 0 | 0 | 0 | 0 | 0 | 0 | 0 | 0 | 0 | 0 | 0 | 0 | 0 | 0 | 0 | 0 | 0 | 0 | 0 | 0 | 0 | 0 | 0 | 0 | 0 | 0 | 0 | 0 | 0 | 0 | 0 | 0 | 0 | 0 | 0 | 0 | 0 | 0 | 0 | 0 | 0 | 0 | 0 | 0 | 0 | 0 | 0 | 0 | 0 | 0 | 0 | 0 | 0 | 0 | 0 | 0 | 0 | 0 | 0 | 0 | 0 | 0 | 0 | 0 | 0 | 0 | 0 | 0 | 0 | 0 | 0 | 0 | 0 | 0 | 0 | 0 | 0 | 0 | 0 | 0 | 0 | 0 | 0 | 0 | 0 | 0 | 0 | 0 | 0 | 0 | 0 | 0 | 0 | 0 | 0 | 0 | 0 | 0 | 0 | 0 | 0 | 0 | 0 | 0 | 0 | 0 | 0 | 0 | 0 | 0 | 0 | 0 | 0 | 0 | 0 | 0 | 0 | 0 | 0 | 0 | 0 | 0 | 0 | 0 | 0 | 0 | 0 | 0 | 0 | 0 | 0 | 0 | 0 | 0 | 0 | 0 | 0 | 0 | 0 | 0 | 0 | 0 | 0 | 0 | 0 | 0 | 0 | 0 | 0 | 0 | 0 | 0 | 0 | 0 | 0 | 0 | 0 | 0 | 0 | 0 | 0 | 0 | 0 | 0 | 0 | 0 | 0 | 0 | 0 | 0 | 0 | 0 | 0 | 0 | 0 | 0 | 0 | 0 | 0 | 0 | 0 | 0 | 0 | 0 | 0 | 0 | 0 | 0 | 0 | 0 | 0 | 0 | 0 | 0 | 0 | 0 | 0 | 0 | 0 | 0 | 0 | 0 | 0 | 0 | 0 | 0 | 0 | 0 | 0 | 0 | 0 | 0 | 0 | 0 | 0 | 0 | 0 | 0 | 0 | 0 | 0 | 0 | 0 | 0 | 0 | 0 | 0 | 0 | 0 | 0 | 0 | 0 | 0 | 0 | 0 | 0 | 0 | 0 | 0 | 0 | 0 | 0 | 0 | 0 | 0 | 0 | 0 | 0 | 0 | 0 | 0 | 0 | 0 | 0 | 0 | 0 | 0 | 0 | 0 | 0 | 0 | 0 | 0 | 0 | 0 | 0 | 0 | 0 | 0 | 0 | 0 | 0 | 0 | 0 | 0 | 0 | 0 | 0 | 0 | 0 | 0 | 0 | 0 | 0 | 0 | 0 | 0 | 0 | 0 | 0 | 0 | 0 | 0 | 0 | 0 | 0 | 0 | 0 | 0 | 0 | 0 | 0 | 0 | 0 | 0 | 0 | 0 | 0 | 0 | 0 | 0 | 0 | 0 | 0 | 0 | 0 | 0 | 0 | 0 | 0 | 0 | 0 | 0 | 0 | 0 | 0 | 0 | 0 | 0 | 0 | 0 | 0 | 0 | 0 | 0 | 0 | 0 | 0 | 0 | 0 | 0 | 0 | 0 | 0 | 0 | 0 | 0 | 0 | 0 | 0 | 0 | 0 | 0 | 0 | 0 | 0 | 0 | 0 | 0 | 0 | 0 | 0 | 0 | 0 | 0 | 0 | 0 | 0 | 0 | 0 | 0 | 0 | 0 | 0 | 0 | 0 | 0 | 0 | 0 | 0 | 0 | 0 | 0 | 0 | 0 | 0 | 0 | 0 | 0 | 0 | 0 | 0 | 0 | 0 | 0 | 0 | 0 | 0 | 0 | 0 | 0 | 0 | 0 | 0 | 0 | 0 | 0 | 0 | 0 | 0 | 0 | 0 | 0 | 0 | 0 | 0 | 0 | 0 | 0 | 0 | 0 | 0 | 0 | 0 | 0 | 0 | 0 | 0 | 0 | 0 | 0 | 0 | 0 | 0 | 0 | 0 | 0 | 0 | 0 | 0 | 0 | 0 | 0 | 0 | 0 | 0 | 0 | 0 | 0 | 0 | 0 | 0 | 0 | 0 | 0 | 0 | 0 | 0 | 0 | 0 | 0 | 0 | 0 | 0 | 0 | 0 | 0 | 0 | 0 | 0 | 0 | 0 | 0 | 0 | 0 | 0 | 0 | 0 | 0 | 0 | 0 | 0 | 0 | 0 | 0 | 0 | 0 | 0 | 0 | 0 | 0 | 0 | 0 | 0 | 0 | 0 | 0 | 0 | 0 | 0 | 0 | 0 | 0 | 0 | 0 | 0 | 0 | 0 | 0 | 0 | 0 | 0 | 0 | 0 | 0 | 0 | 0 | 0 | 0 | 0 | 0 | 0 | 0 | 0 | 0 | 0 | 0 | 0 | 0 | 0 | 0 | 0 | 0 | 0 | 0 | 0 | 0 | 0 | 0 | 0 | 0 | 0 | 0 | 0 | 0 | 0 | 0 | 0 | 0 | 0 | 0 | 0 | 0 | 0 | 0 | 0 | 0 | 0 | 0 | 0 | 0 | 0 | 0 | 0 | 0 | 0 | 0 | 0 | 0 | 0 | 0 | 0 | 0 | 0 | 0 | 0 | 0 | 0 | 0 | 0 | 0 | 0 | 0 | 0 | 0 | 0 | 0 | 0 | 0 | 0 | 0 | 0 | 0 | 0 | 0 | 0 | 0 | 0 | 0 | 0 | 0 | 0 | 0 | 0 | 0 | 0 | 0 | 0 | 0 | 0 | 0 | 0 | 0 | 0 | 0 | 0 | 0 | 0 | 0 | 0 | 0 | 0 | 0 | 0 | 0 | 0 | 0 | 0 | 0 | 0 | 0 | 0 | 0 | 0 | 0 | 0 | 0 | 0 | 0 | 0 | 0 | 0 | 0 | 0 | 0 | 0 | 0 | 0 | 0 | 0 | 0 | 0 | 0 | 0 | 0 | 0 | 0 | 0 | 0 | 0 | 0 | 0 | 0 | 0 | 0 | 0 | 0 | 0 | 0 | 0 | 0 | 0 | 0 | 0 | 0 | 0 | 0 | 0 | 0 | 0 | 0 | 0 | 0 | 0 | 0 | 0 | 0 | 0 | 0 | 0 | 0 | 0 | 0 | 0 | 0 | 0 | 0 | 0 | 0 | 0 | 0 | 0 | 0 | 0 | 0 | 0 | 0 | 0 | 0 | 0 | 0 | 0 | 0 | 0 | 0 | 0 | 0 | 0 | 0 | 0 | 0 | 0 | 0 | 0 | 0 | 0 | 0 | 0 | 0 | 0 | 0 | 0 | 0 | 0 | 0 | 0 | 0 | 0 | 0 | 0 | 0 | 0 | 0 | 0 | 0 | 0 | 0 | 0 | 0 | 0 | 0 | 0 | 0 | 0 | 0 | 0 | 0 | 0 | 0 | 0 | 0 | 0 | 0 | 0 | 0 | 0 | 0 | 0 | 0 | 0 | 0 | 0 | 0 | 0 | 0 | 0 | 0 | 0 | 0 | 0 | 0 | 0 | 0 | 0 | 0 | 0 | 0 | 0 | 0 | 0 | 0 | 0 | 0 | 0 | 0 | 0 | 0 | 0 | 0 | 0 | 0 | 0 | 0 | 0 | 0 | 0 | 0 | 0 | 0 | 0 | 0 | 0 | 0 | 0 | 0 | 0 | 0 | 0 | 0 | 0 | 0 | 0 | 0 | 0 | 0 | 0 | 0 | 0 | 0 | 0 | 0 | 0 | 0 | 0 | 0 | 0 | 0 | 0 | 0 | 0 | 0 | 0 | 0 | 0 | 0 | 0 | 0 | 0 | 0 | 0 | 0 | 0 | 0 | 0 | 0 | 0 | 0 | 0 | 0 | 0 | 0 | 0 | 0 | 0 | 0 | 0 | 0 | 0 | 0 | 0 | 0 | 0 | 0 | 0 | 0 | 0 | 0 | 0 | 0 | 0 | 0 | 0 | 0 | 0 | 0 | 0 | 0 | 0 | 0 | 0 | 0 | 0 | 0 | 0 | 0 | 0 | 0 | 0 | 0 | 0 | 0 | 0 | 0 | 0 | 0 | 0 | 0 | 0 | 0 | 0 | 0 | 0 | 0 | 0 | 0 | 0 | 0 | 0 | 0 | 0 | 0 | 0 | 0 | 0 | 0 | 0 | 0 | 0 | 0 | 0 | 0 | 0 | 0 | 0 | 0 | 0 | 0 | 0 | 0 | 0 | 0 | 0 | 0 | 0 | 0 | 0 | 0 | 0 | 0 | 0 | 0 | 0 | 0 | 0 | 0 | 0 | 0 | 0 | 0 | 0 | 0 | 0 | 0 | 0 | 0 | 0 | 0 | 0 | 0 | 0 | 0 | 0 | 0 | 0 | 0 | 0 | 0 | 0 | 0 | 0 | 0 | 0 | 0 | 0 | 0 | 0 | 0 | 0 | 0 | 0 | 0 | 0 | 0 | 0 | 0 | 0 | 0 | 0 | 0 | 0 | 0 | 0 | 0 | 0 | 0 | 0 | 0 | 0 | 0 | 0 | 0 | 0 | 0 | 0 | 0 | 0 | 0 | 0 | 0 | 0 | 0 | 0 | 0 | 0 | 0 | 0 | 0 | 0 | 0 | 0 | 0 | 0 | 0 | 0 | 0 | 0 | 0 | 0 | 0 | 0 | 0 | 0 | 0 | 0 | 0 | 0 | 0 | 0 | 0 | 0 | 0 | 0 | 0 | 0 | 0 | 0 | 0 | 0 | 0 | 0 | 0 | 0 | 0 | 0 | 0 | 0 | 0 | 0 | 0 | 0 | 0 | 0 | 0 | 0 | 0 | 0 | 0 | 0 | 0 | 0 | 0 | 0 | 0 | 0 | 0 | 0 | 0 | 0 | 0 | 0 | 0 | 0 | 0 | 0 | 0 | 0 | 0 | 0 | 0 | 0 | 0 | 0 | 0 | 0 | 0 | 0 | 0 | 0 | 0 | 0 | 0 | 0 | 0 | 0 | 0 | 0 | 0 | 0 | 0 | 0 | 0 | 0 | 0 | 0 | 0 | 0 | 0 | 0 | 0 | 0 | 0 | 0 | 0 | 0 | 0 | 0 | 0 | 0 | 0 | 0 | 0 | 0 | 0 | 0 | 0 | 0 | 0 | 0 | 0 | 0 | 0 | 0 | 0 | 0 | 0 | 0 | 0 | 0 | 0 | 0 | 0 | 0 | 0 | 0 | 0 | 0 | 0 | 0 | 0 | 0 | 0 | 0 | 0 | 0 | 0 | 0 | 0 | 0 | 0 | 0 | 0 | 0 | 0 | 0 | 0 | 0 | 0 | 0 | 0 | 0 | 0 | 0 | 0 | 0 | 0 | 0 | 0 | 0 | 0 | 0 | 0 | 0 | 0 | 0 | 0 | 0 | 0 | 0 | 0 | 0 | 0 | 0 | 0 | 0 | 0 | 0 | 0 | 0 | 0 | 0 | 0 | 0 | 0 | 0 | 0 | 0 | 0 | 0 | 0 | 0 | 0 | 0 | 0 | 0 | 0 | 0 | 0 | 0 | 0 | 0 | 0 | 0 | 0 | 0 | 0 | 0 | 0 | 0 | 0 | 0 | 0 | 0 | 0 | 0 | 0 | 0 | 0 | 0 | 0 | 0 | 0 | 0 | 0 | 0 | 0 | 0 | 0 | 0 | 0 | 0 | 0 | 0 | 0 | 0 | 0 | 0 | 0 | 0 | 0 | 0 | 0 | 0 | 0 | 0 | 0 | 0 | 0 | 0 | 0 | 0 | 0 | 0 | 0 | 0 | 0 | 0 | 0 | 0 | 0 | 0 | 0 | 0 | 0 | 0 | 0 | 0 | 0 | 0 | 0 | 0 | 0 | 0 | 0 | 0 | 0 | 0 | 0 | 0 | 0 | 0 | 0 | 0 | 0 | 0 | 0 | 0 | 0 | 0 | 0 | 0 | 0 | 0 | 0 | 0 | 0 | 0 | 0 | 0 | 0 | 0 | 0 | 0 | 0 | 0 | 0 | 0 | 0 | 0 | 0 | 0 | 0 | 0 | 0 | 0 | 0 | 0 | 0 | 0 | 0 | 0 | 0 | 0 | 0 | 0 | 0 | 0 | 0 | 0 | 0 | 0 | 0 | 0 | 0 | 0 | 0 | 0 | 0 | 0 | 0 | 0 | 0 | 0 | 0 | 0 | 0 | 0 | 0 | 0 | 0 | 0 | 0 | 0 | 0 | 0 | 0 | 0 | 0 | 0 | 0 | 0 | 0 | 0 | 0 | 0 | 0 | 0 | 0 | 0 | 0 | 0 | 0 | 0 | 0 | 0 | 0 | 0 | 0 | 0 | 0 | 0 | 0 | 0 | 0 | 0 | 0 | 0 | 0 | 0 | 0 | 0 | 0 | 0 | 0 | 0 | 0 | 0 | 0 | 0 | 0 | 0 | 0 | 0 | 0 | 0 | 0 | 0 | 0 | 0 | 0 | 0 | 0 | 0 | 0 | 0 | 0 | 0 | 0 | 0 | 0 | 0 | 0 | 0 | 0 | 0 | 0 | 0 | 0 | 0 | 0 | 0 | 0 | 0 | 0 | 0 | 0 | 0 | 0 | 0 | 0 | 0 | 0 | 0 | 0 | 0 | 0 | 0 | 0 | 0 | 0 | 0 | 0 | 0 | 0 | 0 | 0 | 0 | 0 | 0 | 0 | 0 | 0 | 0 | 0 | 0 | 0 | 0 | 0 | 0 | 0 | 0 | 0 | 0 | 0 | 0 | 0 | 0 | 0 | 0 | 0 | 0 | 0 | 0 | 0 | 0 | 0 | 0 | 0 | 0 | 0 | 0 | 0 | 0 | 0 | 0 | 0 | 0 | 0 | 0 | 0 | 0 | 0 | 0 | 0 | 0 | 0 | 0 | 0 | 0 | 0 | 0 | 0 | 0 | 0 | 0 | 0 | 0 | 0 | 0 | 0 | 0 | 0 | 0 | 0 | 0 | 0 | 0 | 0 | 0 | 0 | 0 | 0 | 0 | 0 | 0 | 0 | 0 | 0 | 0 | 0 | 0 | 0 | 0 | 0 | 0 | 0 | 0 | 0 | 0 | 0 | 0 | 0 | 0 | 0 | 0 | 0 | 0 | 0 | 0 | 0 | 0 | 0 | 0 | 0 | 0 | 0 | 0 | 0 | 0 | 0 | 0 | 0 | 0 | 0 | 0 | 0 | 0 | 0 | 0 | 0 | 0 | 0 | 0 | 0 | 0 | 0 | 0 | 0 | 0 | 0 | 0 | 0 | 0 | 0 | 0 | 0 | 0 | 0 | 0 | 0 | 0 | 0 | 0 | 0 | 0 | 0 | 0 | 0 | 0 | 0 | 0 | 0 | 0 | 0 | 0 | 0 | 0 | 0 | 0 | 0 | 0 | 0 | 0 | 0 | 0 | 0 | 0 | 0 | 0 | 0 | 0 | 0 | 0 | 0 | 0 | 0 | 0 | 0 | 0 | 0 | 0 | 0 | 0 | 0 | 0 | 0 | 0 | 0 | 0 | 0 | 0 | 0 | 0 | 0 | 0 | 0 | 0 | 0 | 0 | 0 | 0 | 0 | 0 | 0 | 0 | 0 | 0 | 0 | 0 | 0 | 0 | 0 | 0 | 0 | 0 | 0 | 0 | 0 | 0 | 0 | 0 | 0 | 0 | 0 | 0 | 0 | 0 | 0 | 0 | 0 | 0 | 0 | 0 | 0 | 0 | 0 | 0 | 0 | 0 | 0 | 0 | 0 | 0 | 0 | 0 | 0 | 0 | 0 | 0 | 0 | 0 | 0 | 0 | 0 | 0 | 0 | 0 | 0 | 0 | 0 | 0 | 0 | 0 | 0 | 0 | 0 | 0 | 0 | 0 | 0 | 0 | 0 | 0 | 0 | 0 | 0 | 0 | 0 | 0 | 0 | 0 | 0 | 0 | 0 | 0 | 0 | 0 | 0 | 0 | 0 | 0 | 0 | 0 | 0 | 0 | 0 | 0 | 0 | 0 | 0 | 0 | 0 | 0 | 0 | 0 | 0 | 0 | 0 | 0 | 0 | 0 | 0 | 0 | 0 | 0 | 0 | 0 | 0 | 0 | 0 | 0 | 0 | 0 | 0 | 0 | 0 | 0 | 0 | 0 | 0 | 0 | 0 | 0 | 0 | 0 | 0 | 0 | 0 | 0 | 0 | 0 | 0 | 0 | 0 | 0 | 0 | 0 | 0 | 0 | 0 | 0 | 0 | 0 | 0 | 0 | 0 | 0 | 0 | 0 | 0 | 0 | 0 | 0 | 0 | 0 | 0 | 0 | 0 | 0 | 0 | 0 | 0 | 0 | 0 | 0 | 0 | 0 | 0 | 0 | 0 | 0 | 0 | 0 | 0 | 0 | 0 | 0 | 0 | 0 | 0 | 0 | 0 | 0 | 0 | 0 | 0 | 0 | 0 | 0 | 0 | 0 | 0 | 0 | 0 | 0 | 0 | 0 | 0 | 0 | 0 | 0 | 0 | 0 | 0 | 0 | 0 | 0 | 0 | 0 | 0 | 0 | 0 | 0 | 0 | 0 | 0 | 0 | 0 | 0 | 0 | 0 | 0 | 0 | 0 | 0 | 0 | 0 | 0 | 0 | 0 | 0 | 0 | 0 | 0 | 0 | 0 | 0 | 0 | 0 | 0 | 0 | 0 | 0 | 0 | 0 | 0 | 0 | 0 | 0 | 0 | 0 | 0 | 0 | 0 | 0 | 0 | 0 | 0 | 0 | 0 | 0 | 0 | 0 | 0 | 0 | 0 | 0 | 0 | 0 | 0 | 0 | 0 | 0 | 0 | 0 | 0 | 0 | 0 | 0 | 0 | 0 | 0 | 0 | 0 | 0 | 0 | 0 | 0 | 0 | 0 | 0 | 0 | 0 | 0 | 0 | 0 | 0 | 0 | 0 | 0 | 0 | 0 | 0 | 0 | 0 | 0 | 0 | 0 | 0 | 0 | 0 | 0 | 0 | 0 | 0 | 0 | 0 | 0 | 0 | 0 | 0 | 0 | 0 | 0 | 0 | 0 | 0 | 0 | 0 | 0 | 0 | 0 | 0 | 0 | 0 | 0 | 0 | 0 | 0 | 0 | 0 | 0 | 0 | 0 | 0 | 0 | 0 | 0 | 0 | 0 | 0 | 0 | 0 | 0 | 0 | 0 | 0 | 0 | 0 | 0 | 0 | 0 | 0 | 0 | 0 | 0 | 0 | 0 | 0 | 0 | 0 | 0 | 0 | 0 | 0 | 0 | 0 | 0 | 0 | 0 | 0 | 0 | 0 | 0 | 0 | 0 | 0 | 0 | 0 | 0 | 0 | 0 | 0 | 0 | 0 | 0 | 0 | 0 | 0 | 0 | 0 | 0 | 0 | 0 | 0 | 0 | 0 | 0 | 0 | 0 | 0 | 0 | 0 | 0 | 0 | 0 | 0 | 0 | 0 | 0 | 0 | 0 | 0 | 0 | 0 | 0 | 0 | 0 | 0 | 0 | 0 | 0 | 0 | 0 | 0 | 0 | 0 | 0 | 0 | 0 | 0 | 0 | 0 | 0 | 0 | 0 | 0 | 0 | 0 | 0 | 0 | 0 | 0 | 0 | 0 | 0 | 0 | 0 | 0 | 0 | 0 | 0 | 0 | 0 | 0 | 0 | 0 | 0 | 0 | 0 | 0 | 0 | 0 | 0 | 0 | 0 | 0 | 0 | 0 | 0 | 0 | 0 | 0 | 0 | 0 | 0 | 0 | 0 | 0 | 0 | 0 | 0 | 0 | 0 | 0 | 0 | 0 | 0 | 0 | 0 | 0 | 0 | 0 | 0 | 0 | 0 | 0 | 0 | 0 | 0 | 0 | 0 | 0 | 0 | 0 | 0 | 0 | 0 | 0 | 0 | 0 | 0 | 0 | 0 | 0 | 0 | 0 | 0 | 0 | 0 | 0 | 0 | 0 | 0 | 0 | 0 | 0 | 0 | 0 | 0 | 0 | 0 | 0 | 0 | 0 | 0 | 0 | 0 | 0 | 0 | 0 | 0 | 0 | 0 | 0 | 0 | 0 | 0 | 0 | 0 | 0 | 0 | 0 | 0 | 0 | 0 | 0 | 0 | 0 | 0 | 0 | 0 | 0 | 0 | 0 | 0 | 0 | 0 | 0 | 0 | 0 | 0 | 0 | 0 | 0 | 0 | 0 | 0 | 0 | 0 | 0 | 0 | 0 | 0 | 0 | 0 | 0 | 0 | 0 | 0 | 0 | 0 | 0 | 0 | 0 | 0 | 0 | 0 | 0 | 0 | 0 | 0 | 0 | 0 | 0 | 0 | 0 | 0 | 0 | 0 | 0 | 0 | 0 | 0 | 0 | 0 | 0 | 0 | 0 | 0 | 0 | 0 | 0 | 0 | 0 | 0 | 0 | 0 | 0 | 0 | 0 | 0 | 0 | 0 | 0 | 0 | 0 | 0 | 0 | 0 | 0 | 0 | 0 | 0 | 0 | 0 | 0 | 0 | 0 | 0 | 0 | 0 | 0 | 0 | 0 | 0 | 0 | 0 | 0 | 0 | 0 | 0 | 0 | 0 | 0 | 0 | 0 | 0 | 0 | 0 | 0 | 0 | 0 | 0 | 0 | 0 | 0 | 0 | 0 | 0 | 0 | 0 | 0 | 0 | 0 | 0 | 0 | 0 | 0 | 0 | 0 | 0 | 0 | 0 | 0 | 0 | 0 | 0 | 0 | 0 | 0 | 0 | 0 | 0 | 0 | 0 | 0 | 0 | 0 | 0 | 0 | 0 | 0 | 0 | 0 | 0 | 0 | 0 | 0 | 0 | 0 | 0 | 0 | 0 | 0 | 0 | 0 | 0 | 0 | 0 | 0 | 0 | 0 | 0 | 0 | 0 | 0 | 0 | 0 | 0 | 0 | 0 | 0 | 0 | 0 | 0 | 0 | 0 | 0 | 0 | 0 | 0 | 0 | 0 | 0 | 0 | 0 | 0 | 0 | 0 | 0 | 0 | 0 | 0 | 0 | 0 | 0 | 0 | 0 | 0 | 0 | 0 | 0 | 0 | 0 | 0 | 0 | 0 | 0 | 0 | 0 | 0 | 0 | 0 | 0 | 0 | 0 | 0 | 0 | 0 | 0 | 0 | 0 | 0 | 0 | 0 | 0 | 0 | 0 | 0 | 0 | 0 | 0 | 0 | 0 | 0 | 0 | 0 | 0 | 0 | 0 | 0 | 0 | 0 | 0 | 0 | 0 | 0 | 0 | 0 | 0 | 0 | 0 | 0 | 0 | 0 | 0 | 0 | 0 | 0 | 0 | 0 | 0 | 0 | 0 | 0 | 0 | 0 | 0 | 0 | 0 | 0 | 0 | 0 | 0 | 0 | 0 | 0 | 0 | 0 | 0 | 0 | 0 | 0 | 0 | 0 | 0 | 0 | 0 | 0 | 0 | 0 | 0 | 0 | 0 | 0 | 0 | 0 | 0 | 0 | 0 | 0 | 0 | 0 | 0 | 0 | 0 | 0 | 0 | 0 | 0 | 0 | 0 | 0 | 0 | 0 | 0 | 0 | 0 | 0 | 0 | 0 | 0 | 0 | 0 | 0 | 0 | 0 | 0 | 0 | 0 | 0 | 0 | 0 | 0 | 0 | 0 | 0 | 0 | 0 | 0 | 0 | 0 | 0 | 0 | 0 | 0 | 0 | 0 | 0 | 0 | 0 | 0 | 0 | 0 | 0 | 0 | 0 | 0 | 0 | 0 | 0 | 0 | 0 | 0 | 0 | 0 | 0 | 0 | 0 | 0 | 0 | 0 | 0 | 0 | 0 | 0 | 0 | 0 | 0 | 0 | 0 | 0 | 0 | 0 | 0 | 0 | 0 | 0 | 0 | 0 | 0 | 0 | 0 | 0 | 0 | 0 | 0 | 0 | 0 | 0 | 0 | 0 | 0 | 0 | 0 | 0 | 0 | 0 | 0 | 0 | 0 | 0 | 0 | 0 | 0 | 0 | 0 | 0 | 0 | 0 | 0 | 0 | 0 | 0 | 0 | 0 | 0 | 0 | 0 | 0 | 0 | 0 | 0 | 0 | 0 | 0 | 0 | 0 | 0 | 0 | 0 | 0 | 0 | 0 | 0 | 0 | 0 | 0 | 0 | 0 | 0 | 0 | 0 | 0 | 0 | 0 | 0 | 0 | 0 | 0 | 0 | 0 | 0 | 0 | 0 | 0 | 0 | 0 | 0 | 0 | 0 | 0 | 0 | 0 | 0 | 0 | 0 | 0 | 0 | 0 | 0 | 0 | 0 | 0 | 0 | 0 | 0 | 0 | 0 | 0 | 0 | 0 | 0 | 0 | 0 | 0 | 0 | 0 | 0 | 0 | 0 | 0 | 0 | 0 | 0 | 0 | 0 | 0 | 0 | 0 | 0 | 0 | 0 | 0 | 0 | 0 | 0 | 0 | 0 | 0 | 0 | 0 | 0 | 0 | 0 | 0 | 0 | 0 | 0 | 0 | 0 | 0 | 0 | 0 | 0 | 0 | 0 | 0 | 0 | 0 | 0 | 0 | 0 | 0 | 0 | 0 | 0 | 0 | 0 | 0 | 0 | 0 | 0 | 0 | 0 | 0 | 0 | 0 | 0 | 0 | 0 | 0 | 0 | 0 | 0 | 0 | 0 | 0 | 0 | 0 | 0 | 0 | 0 | 0 | 0 | 0 | 0 | 0 | 0 | 0 | 0 | 0 | 0 | 0 | 0 | 0 | 0 | 0 | 0 | 0 | 0 | 0 | 0 | 0 | 0 | 0 | 0 | 0 | 0 | 0 | 0 | 0 | 0 | 0 | 0 | 0 | 0 | 0 | 0 | 0 | 0 | 0 | 0 | 0 | 0 | 0 | 0 | 0 | 0 | 0 | 0 | 0 | 0 | 0 | 0 | 0 | 0 | 0 | 0 | 0 | 0 | 0 | 0 | 0 | 0 | 0 | 0 | 0 | 0 | 0 | 0 | 0 | 0 | 0 | 0 | 0 | 0 | 0 | 0 | 0 | 0 | 0 | 0 | 0 | 0 | 0 | 0 | 0 | 0 | 0 | 0 | 0 | 0 | 0 | 0 | 0 | 0 | 0 | 0 | 0 | 0 | 0 | 0 | 0 | 0 | 0 | 0 | 0 | 0 | 0 | 0 | 0 | 0 | 0 | 0 | 0 | 0 | 0 | 0 | 0 | 0 | 0 | 0 | 0 | 0 | 0 | 0 | 0 | 0 | 0 | 0 | 0 | 0 | 0 | 0 | 0 | 0 | 0 | 0 | 0 | 0 | 0 | 0 | 0 | 0 | 0 | 0 | 0 | 0 | 0 | 0 | 0 | 0 | 0 | 0 | 0 | 0 | 0 | 0 | 0 | 0 | 0 | 0 | 0 | 0 | 0 | 0 | 0 | 0 | 0 | 0 | 0 | 0 | 0 | 0 | 0 | 0 | 0 | 0 | 0 | 0 | 0 | 0 | 0 | 0 | 0 | 0 | 0 | 0 | 0 | 0 | 0 | 0 | 0 | 0 | 0 | 0 | 0 | 0 | 0 | 0 | 0 | 0 | 0 | 0 | 0 | 0 | 0 | 0 | 0 | 0 | 0 | 0 | 0 | 0 | 0 | 0 | 0 | 0 | 0 | 0 | 0 | 0 | 0 | 0 | 0 | 0 | 0 | 0 | 0 | 0 | 0 | 0 | 0 | 0 | 0 | 0 | 0 | 0 | 0 | 0 | 0 | 0 | 0 | 0 | 0 | 0 | 0 | 0 | 0 | 0 | 0 | 0 | 0 | 0 | 0 | 0 | 0 | 0 | 0 | 0 | 0 | 0 | 0 | 0 | 0 | 0 | 0 | 0 | 0 | 0 | 0 | 0 | 0 | 0 | 0 | 0 | 0 | 0 | 0 | 0 | 0 | 0 | 0 | 0 | 0 | 0 | 0 | 0 | 0 | 0 | 0 | 0 | 0 | 0 | 0 | 0 | 0 | 0 | 0 | 0 | 0 | 0 | 0 | 0 | 0 | 0 | 0 | 0 | 0 | 0 | 0 | 0 | 0 | 0 | 0 | 0 | 0 | 0 | 0 | 0 | 0 | 0 | 0 | 0 | 0 | 0 | 0 | 0 | 0 | 0 | 0 | 0 | 0 | 0 | 0 | 0 | 0 | 0 | 0 | 0 | 0 | 0 | 0 | 0 | 0 | 0 | 0 | 0 | 0 | 0 | 0 | 0 | 0 | 0 | 0 | 0 | 0 | 0 | 0 | 0 | 0 | 0 | 0 | 0 | 0 | 0 | 0 | 0 | 0 | 0 | 0 | 0 | 0 | 0 | 0 | 0 | 0 | 0 | 0 | 0 | 0 | 0 | 0 | 0 | 0 | 0 | 0 | 0 | 0 | 0 | 0 | 0 | 0 | 0 | 0 | 0 | 0 | 0 | 0 | 0 | 0 | 0 | 0 | 0 | 0 | 0 | 0 | 0 | 0 | 0 | 0 | 0 | 0 | 0 | 0 | 0 | 0 | 0 | 0 | 0 | 0 | 0 | 0 | 0 | 0 | 0 | 0 | 0 | 0 | 0 | 0 | 0 | 0 | 0 | 0 | 0 | 0 | 0 | 0 | 0 | 0 | 0 | 0 | 0 | 0 | 0 | 0 | 0 | 0 | 0 | 0 | 0 | 0 | 0 | 0 | 0 | 0 | 0 | 0 | 0 | 0 | 0 | 0 | 0 | 0 | 0 | 0 | 0 | 0 | 0 | 0 | 0 | 0 | 0 | 0 | 0 | 0 | 0 | 0 | 0 | 0 | 0 | 0 | 0 | 0 | 0 | 0 | 0 | 0 | 0 | 0 | 0 | 0 | 0 | 0 | 0 | 0 | 0 | 0 | 0 | 0 | 0 | 0 | 0 | 0 | 0 | 0 | 0 | 0 | 0 | 0 | 0 | 0 | 0 | 0 | 0 | 0 | 0 | 0 | 0 | 0 | 0 | 0 | 0 | 0 | 0 | 0 | 0 | 0 | 0 | 0 | 0 | 0 | 0 | 0 | 0 | 0 | 0 | 0 | 0 | 0 | 0 | 0 | 0 | 0 | 0 | 0 | 0 | 0 | 0 | 0 | 0 | 0 | 0 | 0 | 0 | 0 | 0 | 0 | 0 | 0 | 0 | 0 | 0 | 0 | 0 | 0 | 0 | 0 | 0 | 0 | 0 | 0 | 0 | 0 | 0 | 0 | 0 | 0 | 0 | 0 | 0 | 0 | 0 | 0 | 0 | 0 | 0 | 0 | 0 | 0 | 0 | 0 | 0 | 0 | 0 | 0 | 0 | 0 | 0 | 0 | 0 | 0 | 0 | 0 | 0 | 0 | 0 | 0 | 0 | 0 | 0 | 0 | 0 | 0 | 0 | 0 | 0 | 0 | 0 | 0 | 0 | 0 | 0 | 0 | 0 | 0 | 0 | 0 | 0 | 0 | 0 | 0 | 0 | 0 | 0 | 0 | 0 | 0 | 0 | 0 | 0 | 0 | 0 | 0 | 0 | 0 | 0 | 0 | 0 | 0 | 0 | 0 | 0 | 0 | 0 | 0 | 0 | 0 | 0 | 0 | 0 | 0 | 0 | 0 | 0 | 0 | 0 | 0 | 0 | 0 | 0 | 0 | 0 | 0 | 0 | 0 | 0 | 0 | 0 | 0 | 0 | 0 | 0 | 0 | 0 | 0 | 0 | 0 | 0 | 0 | 0 | 0 | 0 | 0 | 0 | 0 | 0 | 0 | 0 | 0 | 0 | 0 | 0 | 0 | 0 | 0 | 0 | 0 | 0 | 0 | 0 | 0 | 0 | 0 | 0 | 0 | 0 | 0 | 0 | 0 | 0 | 0 | 0 | 0 | 0 | 0 | 0 | 0 | 0 | 0 | 0 | 0 | 0 | 0 | 0 | 0 | 0 | 0 | 0 | 0 | 0 | 0 | 0 | 0 | 0 | 0 | 0 | 0 | 0 | 0 | 0 | 0 | 0 | 0 | 0 | 0 | 0 | 0 | 0 | 0 | 0 | 0 | 0 | 0 | 0 | 0 | 0 | 0 | 0 | 0 | 0 | 0 | 0 | 0 | 0 | 0 | 0 | 0 | 0 | 0 | 0 | 0 | 0 | 0 | 0 | 0 | 0 | 0 | 0 | 0 | 0 | 0 | 0 | 0 | 0 | 0 | 0 | 0 | 0 | 0 | 0 | 0 | 0 | 0 | 0 | 0 | 0 | 0 | 0 | 0 | 0 | 0 | 0 | 0 | 0 | 0 | 0 | 0 | 0 | 0 | 0 | 0 | 0 | 0 | 0 | 0 | 0 | 0 | 0 | 0 | 0 | 0 | 0 | 0 | 0 | 0 | 0 | 0 | 0 | 0 | 0 | 0 | 0 | 0 | 0 | 0 | 0 | 0 | 0 | 0 | 0 | 0 | 0 | 0 | 0 | 0 | 0 | 0 | 0 | 0 | 0 | 0 | 0 | 0 | 0 | 0 | 0 | 0 | 0 | 0 | 0 | 0 | 0 | 0 | 0 | 0 | 0 | 0 | 0 | 0 | 0 | 0 | 0 | 0 | 0 | 0 | 0 | 0 | 0 | 0 | 0 | 0 | 0 | 0 | 0 | 0 | 0 | 0 | 0 | 0 | 0 | 0 | 0 | 0 | 0 | 0 | 0 | 0 | 0 | 0 | 0 | 0 | 0 | 0 | 0 | 0 | 0 | 0 | 0 | 0 | 0 | 0 | 0 | 0 | 0 | 0 | 0 | 0 | 0 | 0 | 0 | 0 | 0 | 0 | 0 | 0 | 0 | 0 | 0 | 0 | 0 | 0 | 0 | 0 | 0 | 0 | 0 | 0 | 0 | 0 | 0 | 0 | 0 | 0 | 0 | 0 | 0 | 0 | 0 | 0 | 0 | 0 | 0 | 0 | 0 | 0 | 0 | 0 | 0 | 0 | 0 | 0 | 0 | 0 | 0 | 0 | 0 | 0 | 0 | 0 | 0 | 0 | 0 | 0 | 0 | 0 | 0 | 0 | 0 | 0 | 0 | 0 | 0 | 0 | 0 | 0 | 0 | 0 | 0 | 0 | 0 | 0 | 0 | 0 | 0 | 0 | 0 | 0 | 0 | 0 | 0 | 0 | 0 | 0 | 0 | 0 | 0 | 0 | 0 | 0 | 0 | 0 | 0 | 0 | 0 | 0 | 0 | 0 | 0 | 0 | 0 | 0 | 0 | 0 | 0 | 0 | 0 | 0 | 0 | 0 | 0 | 0 | 0 | 0 | 0 | 0 | 0 | 0 | 0 | 0 | 0 | 0 | 0 | 0 | 0 | 0 | 0 | 0 | 0 | 0 | 0 | 0 | 0 | 0 | 0 | 0 | 0 | 0 | 0 | 0 | 0 | 0 | 0 | 0 | 0 | 0 | 0 | 0 | 0 | 0 | 0 | 0 | 0 | 0 | 0 | 0 | 0 | 0 | 0 | 0 | 0 | 0 | 0 | 0 | 0 | 0 | 0 | 0 | 0 | 0 | 0 | 0 | 0 | 0 | 0 | 0 | 0 | 0 | 0 | 0 | 0 | 0 | 0 | 0 | 0 | 0 | 0 | 0 | 0 | 0 | 0 | 0 | 0 | 0 | 0 | 0 | 0 | 0 | 0 | 0 | 0 | 0 | 0 | 0 | 0 | 0 | 0 | 0 | 0 | 0 | 0 | 0 | 0 | 0 | 0 | 0 | 0 | 0 | 0 | 0 | 0 | 0 | 0 | 0 | 0 | 0 | 0 | 0 | 0 | 0 | 0 | 0 | 0 | 0 | 0 | 0 | 0 | 0 | 0 | 0 | 0 | 0 | 0 | 0 | 0 | 0 | 0 | 0 | 0 | 0 | 0 | 0 | 0 | 0 | 0 | 0 | 0 | 0 | 0 | 0 | 0 | 0 | 0 | 0 | 0 | 0 | 0 | 0 | 0 | 0 | 0 | 0 | 0 | 0 | 0 | 0 | 0 | 0 | 0 | 0 | 0 | 0 | 0 | 0 | 0 | 0 | 0 | 0 | 0 | 0 | 0 | 0 | 0 | 0 | 0 | 0 | 0 | 0 | 0 | 0 | 0 | 0 | 0 | 0 | 0 | 0 | 0 | 0 | 0 | 0 | 0 | 0 | 0 | 0 | 0 | 0 | 0 | 0 | 0 | 0 | 0 | 0 | 0 | 0 | 0 | 0 | 0 | 0 | 0 | 0 | 0 | 0 | 0 | 0 | 0 | 0 | 0 | 0 | 0 | 0 | 0 | 0 | 0 | 0 | 0 | 0 | 0 | 0 | 0 | 0 | 0 | 0 | 0 | 0 | 0 | 0 | 0 | 0 | 0 | 0 | 0 | 0 | 0 | 0 | 0 | 0 | 0 | 0 | 0 | 0 | 0 | 0 | 0 | 0 | 0 | 0 | 0 | 0 | 0 | 0 | 0 | 0 | 0 | 0 | 0 | 0 | 0 | 0 | 0 | 0 | 0 | 0 | 0 | 0 | 0 | 0 | 0 | 0 | 0 | 0 | 0 | 0 | 0 | 0 | 0 | 0 | 0 | 0 | 0 | 0 | 0 | 0 | 0 | 0 | 0 | 0 | 0 | 0 | 0 | 0 | 0 | 0 | 0 | 0 | 0 | 0 | 0 | 0 | 0 | 0 | 0 | 0 | 0 | 0 | 0 | 0 | 0 | 0 | 0 | 0 | 0 | 0 | 0 | 0 | 0 | 0 | 0 | 0 | 0 | 0 | 0 | 0 | 0 | 0 | 0 | 0 | 0 | 0 | 0 | 0 | 0 | 0 | 0 | 0 | 0 | 0 | 0 | 0 | 0 | 0 | 0 | 0 | 0 | 0 | 0 | 0 | 0 | 0 | 0 | 0 | 0 | 0 | 0 | 0 | 0 | 0 | 0 | 0 | 0 | 0 | 0 | 0 | 0 | 0 | 0 | 0 | 0 | 0 | 0 | 0 | 0 | 0 | 0 | 0 | 0 | 0 | 0 | 0 | 0 | 0 | 0 | 0 | 0 | 0 | 0 | 0 | 0 | 0 | 0 | 0 | 0 | 0 | 0 | 0 | 0 | 0 | 0 | 0 | 0 | 0 | 0 | 0 | 0 | 0 | 0 | 0 | 0 | 0 | 0 | 0 | 0 | 0 | 0 | 0 | 0 | 0 | 0 | 0 | 0 | 0 | 0 | 0 | 0 | 0 | 0 | 0 | 0 | 0 | 0 | 0 | 0 | 0 | 0 | 0 | 0 | 0 | 0 | 0 | 0 | 0 | 0 | 0 | 0 | 0 | 0 | 0 | 0 | 0 | 0 | 0 | 0 | 0 | 0 | 0 | 0 | 0 | 0 | 0 | 0 | 0 | 0 | 0 | 0 | 0 | 0 | 0 | 0 | 0 | 0 | 0 | 0 | 0 | 0 | 0 | 0 | 0 | 0 | 0 | 0 | 0 | 0 | 0 | 0 | 0 | 0 | 0 | 0 | 0 | 0 | 0 | 0 | 0 | 0 | 0 | 0 | 0 | 0 | 0 | 0 | 0 | 0 | 0 | 0 | 0 | 0 | 0 | 0 | 0 | 0 | 0 | 0 | 0 | 0 | 0 | 0 | 0 | 0 | 0 | 0 | 0 | 0 | 0 | 0 | 0 | 0 | 0 | 0 | 0 | 0 | 0 | 0 | 0 | 0 | 0 | 0 | 0 | 0 | 0 | 0 | 0 | 0 | 0 | 0 | 0 | 0 | 0 | 0 | 0 | 0 | 0 | 0 | 0 | 0 | 0 | 0 | 0 | 0 | 0 | 0 | 0 | 0 | 0 | 0 | 0 | 0 | 0 | 0 | 0 | 0 | 0 | 0 | 0 | 0 | 0 | 0 | 0 | 0 | 0 | 0 | 0 | 0 | 0 | 0 | 0 | 0 | 0 | 0 | 0 | 0 | 0 | 0 | 0 | 0 | 0 | 0 | 0 | 0 | 0 | 0 | 0 | 0 | 0 | 0 | 0 | 0 | 0 | 0 | 0 | 0 | 0 | 0 | 0 | 0 | 0 | 0 | 0 | 0 | 0 | 0 | 0 | 0 | 0 | 0 | 0 | 0 | 0 | 0 | 0 | 0 | 0 | 0 | 0 | 0 | 0 | 0 | 0 | 0 | 0 | 0 | 0 | 0 | 0 | 0 | 0 | 0 | 0 | 0 | 0 | 0 | 0 | 0 | 0 | 0 | 0 | 0 | 0 | 0 | 0 | 0 | 0 | 0 | 0 | 0 | 0 | 0 | 0 | 0 | 0 | 0 | 0 | 0 | 0 | 0 | 0 | 0 | 0 | 0 | 0 | 0 | 0 | 0 | 0 | 0 | 0 | 0 | 0 | 0 | 0 | 0 | 0 | 0 | 0 | 0 | 0 | 0 | 0 | 0 | 0 | 0 | 0 | 0 | 0 | 0 | 0 | 0 | 0 | 0 | 0 | 0 | 0 | 0 | 0 | 0 | 0 | 0 | 0 | 0 | 0 | 0 | 0 | 0 | 0 | 0 | 0 | 0 | 0 | 0 | 0 | 0 | 0 | 0 | 0 | 0 | 0 | 0 | 0 | 0 | 0 | 0 | 0 | 0 | 0 | 0 | 0 | 0 | 0 | 0 | 0 | 0 | 0 | 0 | 0 | 0 | 0 | 0 | 0 | 0 | 0 | 0 | 0 | 0 | 0 | 0 | 0 | 0 | 0 | 0 | 0 | 0 | 0 | 0 | 0 | 0 | 0 | 0 | 0 | 0 | 0 | 0 | 0 | 0 | 0 | 0 | 0 | 0 | 0 | 0 | 0 | 0 | 0 | 0 | 0 | 0 | 0 | 0 | 0 | 0 | 0 | 0 | 0 | 0 | 0 | 0 | 0 | 0 | 0 | 0 | 0 | 0 | 0 | 0 | 0 | 0 | 0 | 0 | 0 | 0 | 0 | 0 | 0 | 0 | 0 | 0 | 0 | 0 | 0 | 0 | 0 | 0 | 0 | 0 | 0 | 0 | 0 | 0 | 0 | 0 | 0 | 0 | 0 | 0 | 0 | 0 | 0 | 0 | 0 | 0 | 0 | 0 | 0 | 0 | 0 | 0 | 0 | 0 | 0 | 0 | 0 | 0 | 0 | 0 | 0 | 0 | 0 | 0 | 0 | 0 | 0 | 0 | 0 | 0 | 0 | 0 | 0 | 0 | 0 | 0 | 0 | 0 | 0 | 0 | 0 | 0 | 0 | 0 | 0 | 0 | 0 | 0 | 0 | 0 | 0 | 0 | 0 | 0 | 0 | 0 | 0 | 0 | 0 | 0 | 0 | 0 | 0 | 0 | 0 | 0 | 0 | 0 | 0 | 0 | 0 | 0 | 0 | 0 | 0 | 0 | 0 | 0 | 0 | 0 | 0 | 0 | 0 | 0 | 0 | 0 | 0 | 0 | 0 | 0 | 0 | 0 | 0 | 0 | 0 | 0 | 0 | 0 | 0 | 0 | 0 | 0 | 0 | 0 | 0 | 0 | 0 | 0 | 0 | 0 | 0 | 0 | 0 | 0 | 0 | 0 | 0 | 0 | 0 | 0 | 0 | 0 | 0 | 0 | 0 | 0 | 0 | 0 | 0 | 0 | 0 | 0 | 0 | 0 | 0 | 0 | 0 | 0 | 0 | 0 | 0 | 0 | 0 | 0 | 0 | 0 | 0 | 0 | 0 | 0 | 0 | 0 | 0 | 0 | 0 | 0 | 0 | 0 | 0 | 0 | 0 | 0 | 0 | 0 | 0 | 0 | 0 | 0 | 0 | 0 | 0 | 0 | 0 | 0 | 0 | 0 | 0 | 0 | 0 | 0 | 0 | 0 | 0 | 0 | 0 | 0 | 0 | 0 | 0 | 0 | 0 | 0 | 0 | 0 | 0 | 0 | 0 | 0 | 0 | 0 | 0 | 0 | 0 | 0 | 0 | 0 | 0 | 0 | 0 | 0 | 0 | 0 | 0 | 0 | 0 | 0 | 0 | 0 | 0 | 0 | 0 | 0 | 0 | 0 | 0 | 0 | 0 | 0 | 0 | 0 | 0 | 0 | 0 | 0 | 0 | 0 | 0 | 0 | 0 | 0 | 0 | 0 | 0 | 0 | 0 | 0 | 0 | 0 | 0 | 0 | 0 | 0 | 0 | 0 | 0 | 0 | 0 | 0 | 0 | 0 | 0 | 0 | 0 | 0 | 0 | 0 | 0 | 0 | 0 | 0 | 0 | 0 | 0 | 0 | 0 | 0 | 0 | 0 | 0 | 0 | 0 | 0 | 0 | 0 | 0 | 0 | 0 | 0 | 0 | 0 | 0 | 0 | 0 | 0 | 0 | 0 | 0 | 0 | 0 | 0 | 0 | 0 | 0 | 0 | 0 | 0 | 0 | 0 | 0 | 0 | 0 | 0 | 0 | 0 | 0 | 0 | 0 | 0 | 0 | 0 | 0 | 0 | 0 | 0 | 0 | 0 | 0 | 0 | 0 | 0 | 0 | 0 | 0 | 0 | 0 | 0 | 0 | 0 | 0 | 0 | 0 | 0 | 0 | 0 | 0 | 0 | 0 | 0 | 0 | 0 | 0 | 0 | 0 | 0 | 0 | 0 | 0 | 0 | 0 | 0 | 0 | 0 | 0 | 0 | 0 | 0 | 0 | 0 | 0 | 0 | 0 | 0 | 0 | 0 | 0 | 0 | 0 | 0 | 0 | 0 | 0 | 0 | 0 | 0 | 0 | 0 | 0 | 0 | 0 | 0 | 0 | 0 | 0 | 0 | 0 | 0 | 0 | 0 | 0 | 0 | 0 | 0 | 0 | 0 | 0 | 0 | 0 | 0 | 0 | 0 | 0 | 0 | 0 | 0 | 0 | 0 | 0 | 0 | 0 | 0 | 0 | 0 | 0 | 0 | 0 | 0 | 0 | 0 | 0 | 0 | 0 | 0 | 0 | 0 | 0 | 0 | 0 | 0 | 0 | 0 | 0 | 0 | 0 | 0 | 0 | 0 | 0 | 0 | 0 | 0 | 0 | 0 | 0 | 0 | 0 | 0 | 0 | 0 | 0 | 0 | 0 | 0 | 0 | 0 | 0 | 0 | 0 | 0 | 0 | 0 | 0 | 0 | 0 | 0 | 0 | 0 | 0 | 0 | 0 | 0 | 0 | 0 | 0 | 0 | 0 | 0 | 0 | 0 | 0 | 0 | 0 | 0 | 0 | 0 | 0 | 0 | 0 | 0 | 0 | 0 | 0 | 0 | 0 | 0 | 0 | 0 | 0 | 0 | 0 | 0 | 0 | 0 | 0 | 0 | 0 | 0 | 0 | 0 | 0 | 0 | 0 | 0 | 0 | 0 | 0 | 0 | 0 | 0 | 0 | 0 | 0 | 0 | 0 | 0 | 0 | 0 | 0 | 0 | 0 | 0 | 0 | 0 | 0 | 0 | 0 | 0 | 0 | 0 | 0 | 0 | 0 | 0 | 0 | 0 | 0 | 0 | 0 | 0 | 0 | 0 | 0 | 0 | 0 | 0 | 0 | 0 | 0 | 0 | 0 | 0 | 0 | 0 | 0 | 0 | 0 | 0 | 0 | 0 | 0 | 0 | 0 | 0 | 0 | 0 | 0 | 0 | 0 | 0 | 0 | 0 | 0 | 0 | 0 | 0 | 0 | 0 | 0 | 0 | 0 | 0 | 0 | 0 | 0 | 0 | 0 | 0 | 0 | 0 | 0 | 0 | 0 | 0 | 0 | 0 | 0 | 0 | 0 | 0 | 0 | 0 | 0 | 0 | 0 | 0 | 0 | 0 | 0 | 0 | 0 | 0 | 0 | 0 | 0 | 0 | 0 | 0 | 0 | 0 | 0 | 0 | 0 | 0 | 0 | 0 | 0 | 0 | 0 | 0 | 0 | 0 | 0 | 0 | 0 | 0 | 0 | 0 | 0 | 0 | 0 | 0 | 0 | 0 | 0 | 0 | 0 | 0 | 0 | 0 | 0 | 0 | 0 | 0 | 0 | 0 | 0 | 0 | 0 | 0 | 0 | 0 | 0 | 0 | 0 | 0 | 0 | 0 | 0 | 0 | 0 | 0 | 0 | 0 | 0 | 0 | 0 | 0 | 0 | 0 | 0 | 0 | 0 | 0 | 0 | 0 | 0 | 0 | 0 | 0 | 0 | 0 | 0 | 0 | 0 | 0 | 0 | 0 | 0 | 0 | 0 | 0 | 0 | 0 | 0 | 0 | 0 | 0 | 0 | 0 | 0 | 0 | 0 | 0 | 0 | 0 | 0 | 0 | 0 | 0 | 0 | 0 | 0 | 0 | 0 | 0 | 0 | 0 | 0 | 0 | 0 | 0 | 0 | 0 | 0 | 0 | 0 | 0 | 0 | 0 | 0 | 0 | 0 | 0 | 0 | 0 | 0 | 0 | 0 | 0 | 0 | 0 | 0 | 0 | 0 | 0 | 0 | 0 | 0 | 0 | 0 | 0 | 0 | 0 | 0 | 0 | 0 | 0 | 0 | 0 | 0 | 0 | 0 | 0 | 0 | 0 | 0 | 0 | 0 | 0 | 0 | 0 | 0 | 0 | 0 | 0 | 0 | 0 | 0 | 0 | 0 | 0 | 0 | 0 | 0 | 0 | 0 | 0 | 0 | 0 | 0 | 0 | 0 | 0 | 0 | 0 | 0 | 0 | 0 | 0 | 0 | 0 | 0 | 0 | 0 | 0 | 0 | 0 | 0 | 0 | 0 | 0 | 0 | 0 | 0 | 0 | 0 | 0 | 0 | 0 | 0 | 0 | 0 | 0 | 0 | 0 | 0 | 0 | 0 | 0 | 0 | 0 | 0 | 0 | 0 | 0 | 0 | 0 | 0 | 0 | 0 | 0 | 0 | 0 | 0 | 0 | 0 | 0 | 0 | 0 | 0 | 0 | 0 | 0 | 0 | 0 | 0 | 0 | 0 | 0 | 0 | 0 | 0 | 0 | 0 | 0 | 0 | 0 | 0 | 0 | 0 | 0 | 0 | 0 | 0 | 0 | 0 | 0 | 0 | 0 | 0 | 0 | 0 | 0 | 0 | 0 | 0 | 0 | 0 | 0 | 0 | 0 | 0 | 0 | 0 | 0 | 0 | 0 | 0 | 0 | 0 | 0 | 0 | 0 | 0 | 0 | 0 | 0 | 0 | 0 | 0 | 0 | 0 | 0 | 0 | 0 | 0 | 0 | 0 | 0 | 0 | 0 | 0 | 0 | 0 | 0 | 0 | 0 | 0 | 0 | 0 | 0 | 0 | 0 | 0 | 0 | 0 | 0 | 0 | 0 | 0 | 0 | 0 | 0 | 0 | 0 | 0 | 0 | 0 | 0 | 0 | 0 | 0 | 0 | 0 | 0 | 0 | 0 | 0 | 0 | 0 | 0 | 0 | 0 | 0 | 0 | 0 | 0 | 0 | 0 | 0 | 0 | 0 | 0 | 0 | 0 | 0 | 0 | 0 | 0 | 0 | 0 | 0 | 0 | 0 | 0 | 0 | 0 | 0 | 0 | 0 | 0 | 0 | 0 | 0 | 0 | 0 | 0 | 0 | 0 | 0 | 0 | 0 | 0 | 0 | 0 | 0 | 0 | 0 | 0 | 0 | 0 | 0 | 0 | 0 | 0 | 0 | 0 | 0 | 0 | 0 | 0 | 0 | 0 | 0 | 0 | 0 | 0 | 0 | 0 | 0 | 0 | 0 | 0 | 0 | 0 | 0 | 0 | 0 | 0 | 0 | 0 | 0 | 0 | 0 | 0 | 0 | 0 | 0 | 0 | 0 | 0 | 0 | 0 | 0 | 0 | 0 | 0 | 0 | 0 | 0 | 0 | 0 | 0 | 0 | 0 | 0 | 0 | 0 | 0 | 0 | 0 | 0 | 0 | 0 | 0 | 0 | 0 | 0 | 0 | 0 | 0 | 0 | 0 | 0 | 0 | 0 | 0 | 0 | 0 | 0 | 0 | 0 | 0 | 0 | 0 | 0 | 0 | 0 | 0 | 0 | 0 | 0 | 0 | 0 | 0 | 0 | 0 | 0 | 0 | 0 | 0 | 0 | 0 | 0 | 0 | 0 | 0 | 0 | 0 | 0 | 0 | 0 | 0 | 0 | 0 | 0 | 0 | 0 | 0 | 0 | 0 | 0 | 0 | 0 | 0 | 0 | 0 | 0 | 0 | 0 | 0 | 0 | 0 | 0 | 0 | 0 | 0 | 0 | 0 | 0 | 0 | 0 | 0 | 0 | 0 | 0 | 0 | 0 | 0 | 0 | 0 | 0 | 0 | 0 | 0 | 0 | 0 | 0 | 0 | 0 | 0 | 0 | 0 | 0 | 0 | 0 | 0 | 0 | 0 | 0 | 0 | 0 | 0 | 0 | 0 | 0 | 0 | 0 | 0 | 0 | 0 | 0 | 0 | 0 | 0 | 0 | 0 | 0 | 0 | 0 | 0 | 0 | 0 | 0 | 0 | 0 | 0 | 0 | 0 | 0 | 0 | 0 | 0 | 0 | 0 | 0 | 0 | 0 | 0 | 0 | 0 | 0 | 0 | 0 | 0 | 0 | 0 | 0 | 0 | 0 | 0 | 0 | 0 | 0 | 0 | 0 | 0 | 0 | 0 | 0 | 0 | 0 | 0 | 0 | 0 | 0 | 0 | 0 | 0 | 0 | 0 | 0 | 0 | 0 | 0 | 0 | 0 | 0 | 0 | 0 | 0 | 0 | 0 | 0 | 0 | 0 | 0 | 0 | 0 | 0 | 0 | 0 | 0 | 0 | 0 | 0 | 0 | 0 | 0 | 0 | 0 | 0 | 0 | 0 | 0 | 0 | 0 | 0 | 0 | 0 | 0 | 0 | 0 | 0 | 0 | 0 | 0 | 0 | 0 | 0 | 0 | 0 | 0 | 0 | 0 | 0 | 0 | 0 | 0 | 0 | 0 | 0 | 0 | 0 | 0 | 0 | 0 | 0 | 0 | 0 | 0 | 0 | 0 | 0 | 0 | 0 | 0 | 0 | 0 | 0 | 0 | 0 | 0 | 0 | 0 | 0 | 0 | 0 | 0 | 0 | 0 | 0 | 0 | 0 | 0 | 0 | 0 | 0 | 0 | 0 | 0 | 0 | 0 | 0 | 0 | 0 | 0 | 0 | 0 | 0 | 0 | 0 | 0 | 0 | 0 | 0 | 0 | 0 | 0 | 0 | 0 | 0 | 0 | 0 | 0 | 0 | 0 | 0 | 0 | 0 | 0 | 0 | 0 | 0 | 0 | 0 | 0 | 0 | 0 | 0 | 0 | 0 | 0 | 0 | 0 | 0 | 0 | 0 | 0 | 0 | 0 | 0 | 0 | 0 | 0 | 0 | 0 | 0 | 0 | 0 | 0 | 0 | 0 | 0 | 0 | 0 | 0 | 0 | 0 | 0 | 0 | 0 | 0 | 0 | 0 | 0 | 0 | 0 | 0 | 0 | 0 | 0 | 0 | 0 | 0 | 0 | 0 | 0 | 0 | 0 | 0 | 0 | 0 | 0 | 0 | 0 | 0 | 0 | 0 | 0 | 0 | 0 | 0 | 0 | 0 | 0 | 0 | 0 | 0 | 0 | 0 | 0 | 0 | 0 | 0 | 0 | 0 | 0 | 0 | 0 | 0 | 0 | 0 | 0 | 0 | 0 | 0 | 0 | 0 | 0 | 0 | 0 | 0 | 0 | 0 | 0 | 0 | 0 | 0 | 0 | 0 | 0 | 0 | 0 | 0 | 0 | 0 | 0 | 0 | 0 | 0 | 0 | 0 | 0 | 0 | 0 | 0 | 0 | 0 | 0 | 0 | 0 | 0 | 0 | 0 | 0 | 0 | 0 | 0 | 0 | 0 | 0 | 0 | 0 | 0 | 0 | 0 | 0 | 0 | 0 | 0 | 0 | 0 | 0 | 0 | 0 | 0 | 0 | 0 | 0 | 0 | 0 | 0 | 0 | 0 | 0 | 0 | 0 | 0 | 0 | 0 | 0 | 0 | 0 | 0 | 0 | 0 | 0 | 0 | 0 | 0 | 0 | 0 | 0 | 0 | 0 | 0 | 0 | 0 | 0 | 0 | 0 | 0 | 0 | 0 | 0 | 0 | 0 | 0 | 0 | 0 | 0 | 0 | 0 | 0 | 0 | 0 | 0 | 0 | 0 | 0 | 0 | 0 | 0 | 0 | 0 | 0 | 0 | 0 | 0 | 0 | 0 | 0 | 0 | 0 | 0 | 0 | 0 | 0 | 0 | 0 | 0 | 0 | 0 | 0 | 0 | 0 | 0 | 0 | 0 | 0 | 0 | 0 | 0 | 0 | 0 | 0 | 0 | 0 | 0 | 0 | 0 | 0 | 0 | 0 | 0 | 0 | 0 | 0 | 0 | 0 | 0 | 0 | 0 | 0 | 0 | 0 | 0 | 0 | 0 | 0 | 0 | 0 | 0 | 0 | 0 | 0 | 0 | 0 | 0 | 0 | 0 | 0 | 0 | 0 | 0 | 0 | 0 | 0 | 0 | 0 | 0 | 0 | 0 | 0 | 0 | 0 | 0 | 0 | 0 | 0 | 0 | 0 | 0 | 0 | 0 | 0 | 0 | 0 | 0 | 0 | 0 | 0 | 0 | 0 | 0 | 0 | 0 | 0 | 0 | 0 | 0 | 0 | 0 | 0 | 0 | 0 | 0 | 0 | 0 | 0 | 0 | 0 | 0 | 0 | 0 | 0 | 0 | 0 | 0 | 0 | 0 | 0 | 0 | 0 | 0 | 0 | 0 | 0 | 0 | 0 | 0 | 0 | 0 | 0 | 0 | 0 | 0 | 0 | 0 | 0 | 0 | 0 | 0 | 0 | 0 | 0 | 0 | 0 | 0 | 0 | 0 | 0 | 0 | 0 | 0 | 0 | 0 | 0 | 0 | 0 | 0 | 0 | 0 | 0 | 0 | 0 | 0 | 0 | 0 | 0 | 0 | 0 | 0 | 0 | 0 | 0 | 0 | 0 | 0 | 0 | 0 | 0 | 0 | 0 | 0 | 0 | 0 | 0 | 0 | 0 | 0 | 0 | 0 | 0 | 0 | 0 | 0 | 0 | 0 | 0 | 0 | 0 | 0 | 0 | 0 | 0 | 0 | 0 | 0 | 0 | 0 | 0 | 0 | 0 | 0 | 0 | 0 | 0 | 0 | 0 | 0 | 0 | 0 | 0 | 0 | 0 | 0 | 0 | 0 | 0 | 0 | 0 | 0 | 0 | 0 | 0 | 0 | 0 | 0 | 0 | 0 | 0 | 0 | 0 | 0 | 0 | 0 | 0 | 0 | 0 | 0 | 0 | 0 | 0 | 0 | 0 | 0 | 0 | 0 | 0 | 0 | 0 | 0 | 0 | 0 | 0 | 0 | 0 | 0 | 0 | 0 | 0 | 0 | 0 | 0 | 0 | 0 | 0 | 0 | 0 | 0 | 0 | 0 | 0 | 0 | 0 | 0 | 0 | 0 | 0 | 0 | 0 | 0 | 0 | 0 | 0 | 0 | 0 | 0 | 0 | 0 | 0 | 0 | 0 | 0 | 0 | 0 | 0 | 0 | 0 | 0 | 0 | 0 | 0 | 0 | 0 | 0 | 0 | 0 | 0 | 0 | 0 | 0 | 0 | 0 | 0 | 0 | 0 | 0 | 0 | 0 | 0 | 0 | 0 | 0 | 0 | 0 | 0 | 0 | 0 | 0 | 0 | 0 | 0 | 0 | 0 | 0 | 0 | 0 | 0 | 0 | 0 | 0 | 0 | 0 | 0 | 0 | 0 | 0 | 0 | 0 | 0 | 0 | 0 | 0 | 0 | 0 | 0 | 0 | 0 | 0 | 0 | 0 | 0 | 0 | 0 | 0 | 0 | 0 | 0 | 0 | 0 | 0 | 0 | 0 | 0 | 0 | 0 | 0 | 0 | 0 | 0 | 0 | 0 | 0 | 0 | 0 | 0 | 0 | 0 | 0 | 0 | 0 | 0 | 0 | 0 | 0 | 0 | 0 | 0 | 0 | 0 | 0 | 0 | 0 | 0 | 0 | 0 | 0 | 0 | 0 | 0 | 0 | 0 | 0 | 0 | 0 | 0 | 0 | 0 | 0 | 0 | 0 | 0 | 0 | 0 | 0 | 0 | 0 | 0 | 0 | 0 | 0 | 0 | 0 | 0 | 0 | 0 | 0 | 0 | 0 | 0 | 0 | 0 | 0 | 0 | 0 | 0 | 0 | 0 | 0 | 0 | 0 | 0 | 0 | 0 | 0 | 0 | 0 | 0 | 0 | 0 | 0 | 0 | 0 | 0 | 0 | 0 | 0 | 0 | 0 | 0 | 0 | 0 | 0 | 0 | 0 | 0 | 0 | 0 | 0 | 0 | 0 | 0 | 0 | 0 | 0 | 0 | 0 | 0 | 0 | 0 | 0 | 0 | 0 | 0 | 0 | 0 | 0 | 0 | 0 | 0 | 0 | 0 | 0 | 0 | 0 | 0 | 0 | 0 | 0 | 0 | 0 | 0 | 0 | 0 | 0 | 0 | 0 | 0 | 0 | 0 | 0 | 0 | 0 | 0 | 0 | 0 | 0 | 0 | 0 | 0 | 0 | 0 | 0 | 0 | 0 | 0 | 0 | 0 | 0 | 0 | 0 | 0 | 0 | 0 | 0 | 0 | 0 | 0 | 0 | 0 | 0 | 0 | 0 | 0 | 0 | 0 | 0 | 0 | 0 | 0 | 0 | 0 | 0 | 0 | 0 | 0 | 0 | 0 | 0 | 0 | 0 | 0 | 0 | 0 | 0 | 0 | 0 | 0 | 0 | 0 | 0 | 0 | 0 | 0 | 0 | 0 | 0 | 0 | 0 | 0 | 0 | 0 | 0 | 0 | 0 | 0 | 0 | 0 | 0 | 0 | 0 | 0 | 0 | 0 | 0 | 0 | 0 | 0 | 0 | 0 | 0 | 0 | 0 | 0 | 0 | 0 | 0 | 0 | 0 | 0 | 0 | 0 | 0 | 0 | 0 | 0 | 0 | 0 | 0 | 0 | 0 | 0 | 0 | 0 | 0 | 0 | 0 | 0 | 0 | 0 | 0 | 0 | 0 | 0 | 0 | 0 | 0 | 0 | 0 | 0 | 0 | 0 | 0 | 0 | 0 | 0 | 0 | 0 | 0 | 0 | 0 | 0 | 0 | 0 | 0 | 0 | 0 | 0 | 0 | 0 | 0 | 0 | 0 | 0 | 0 | 0 | 0 | 0 | 0 | 0 | 0 | 0 | 0 | 0 | 0 | 0 | 0 | 0 | 0 | 0 | 0 | 0 | 0 | 0 | 0 | 0 | 0 | 0 | 0 | 0 | 0 | 0 | 0 | 0 | 0 | 0 | 0 | 0 | 0 | 0 | 0 | 0 | 0 | 0 | 0 | 0 | 0 | 0 | 0 | 0 | 0 | 0 | 0 | 0 | 0 | 0 | 0 | 0 | 0 | 0 | 0 | 0 | 0 | 0 | 0 | 0 | 0 | 0 | 0 | 0 | 0 | 0 | 0 | 0 | 0 | 0 | 0 | 0 | 0 | 0 | 0 | 0 | 0 | 0 | 0 | 0 | 0 | 0 | 0 | 0 | 0 | 0 | 0 | 0 | 0 | 0 | 0 | 0 | 0 | 0 | 0 | 0 | 0 | 0 | 0 | 0 | 0 | 0 | 0 | 0 | 0 | 0 | 0 | 0 | 0 | 0 | 0 | 0 | 0 | 0 | 0 | 0 | 0 | 0 | 0 | 0 | 0 | 0 | 0 | 0 | 0 | 0 | 0 | 0 | 0 | 0 | 0 | 0 | 0 | 0 | 0 | 0 | 0 | 0 | 0 | 0 | 0 | 0 | 0 | 0 | 0 | 0 | 0 | 0 | 0 | 0 | 0 | 0 | 0 | 0 | 0 | 0 | 0 | 0 | 0 | 0 | 0 | 0 | 0 | 0 | 0 | 0 | 0 | 0 | 0 | 0 | 0 | 0 | 0 | 0 | 0 | 0 | 0 | 0 | 0 | 0 | 0 | 0 | 0 | 0 | 0 | 0 | 0 | 0 | 0 | 0 | 0 | 0 | 0 | 0 | 0 | 0 | 0 | 0 | 0 | 0 | 0 | 0 | 0 | 0 | 0 | 0 | 0 | 0 | 0 | 0 | 0 | 0 | 0 | 0 | 0 | 0 | 0 | 0 | 0 | 0 | 0 | 0 | 0 | 0 | 0 | 0 | 0 | 0 | 0 | 0 | 0 | 0 | 0 | 0 | 0 | 0 | 0 | 0 | 0 | 0 | 0 | 0 | 0 | 0 | 0 | 0 | 0 | 0 | 0 | 0 | 0 | 0 | 0 | 0 | 0 | 0 | 0 | 0 | 0 | 0 | 0 | 0 | 0 | 0 | 0 | 0 | 0 | 0 | 0 | 0 | 0 | 0 | 0 | 0 | 0 | 0 | 0 | 0 | 0 | 0 | 0 | 0 | 0 | 0 | 0 | 0 | 0 | 0 | 0 | 0 | 0 | 0 | 0 | 0 | 0 | 0 | 0 | 0 | 0 | 0 | 0 | 0 | 0 | 0 | 0 | 0 | 0 | 0 | 0 | 0 | 0 | 0 | 0 | 0 | 0 | 0 | 0 | 0 | 0 | 0 | 0 | 0 | 0 | 0 | 0 | 0 | 0 | 0 | 0 | 0 | 0 | 0 | 0 | 0 | 0 | 0 | 0 | 0 | 0 | 0 | 0 | 0 | 0 | 0 | 0 | 0 | 0 | 0 | 0 | 0 | 0 | 0 | 0 | 0 | 0 | 0 | 0 | 0 | 0 | 0 | 0 | 0 | 0 | 0 | 0 | 0 | 0 | 0 | 0 | 0 | 0 | 0 | 0 | 0 | 0 | 0 | 0 | 0 | 0 | 0 | 0 | 0 | 0 | 0 | 0 | 0 | 0 | 0 | 0 | 0 | 0 | 0 | 0 | 0 | 0 | 0 | 0 | 0 | 0 | 0 | 0 | 0 | 0 | 0 | 0 | 0 | 0 | 0 | 0 | 0 | 0 | 0 | 0 | 0 | 0 | 0 | 0 | 0 | 0 | 0 | 0 | 0 | 0 | 0 | 0 | 0 | 0 | 0 | 0 | 0 | 0 | 0 | 0 | 0 | 0 | 0 | 0 | 0 | 0 | 0 | 0 | 0 | 0 | 0 | 0 | 0 | 0 | 0 | 0 | 0 | 0 | 0 | 0 | 0 | 0 | 0 | 0 | 0 | 0 | 0 | 0 | 0 | 0 | 0 | 0 | 0 | 0 | 0 | 0 | 0 | 0 | 0 | 0 | 0 | 0 | 0 | 0 | 0 | 0 | 0 | 0 | 0 | 0 | 0 | 0 | 0 | 0 | 0 | 0 | 0 | 0 | 0 | 0 | 0 | 0 | 0 | 0 | 0 | 0 | 0 | 0 | 0 | 0 | 0 | 0 | 0 | 0 | 0 | 0 | 0 | 0 | 0 | 0 | 0 | 0 | 0 | 0 | 0 | 0 | 0 | 0 | 0 | 0 | 0 | 0 | 0 | 0 | 0 | 0 | 0 | 0 | 0 | 0 | 0 | 0 | 0 | 0 | 0 | 0 | 0 | 0 | 0 | 0 | 0 | 0 | 0 | 0 | 0 | 0 | 0 | 0 | 0 | 0 | 0 | 0 | 0 | 0 | 0 | 0 | 0 | 0 | 0 | 0 | 0 | 0 | 0 | 0 | 0 | 0 | 0 | 0 | 0 | 0 | 0 | 0 | 0 | 0 | 0 | 0 | 0 | 0 | 0 | 0 | 0 | 0 | 0 | 0 | 0 | 0 | 0 | 0 | 0 | 0 | 0 | 0 | 0 | 0 | 0 | 0 | 0 | 0 | 0 | 0 | 0 | 0 | 0 | 0 | 0 | 0 | 0 | 0 | 0 | 0 | 0 | 0 | 0 | 0 | 0 | 0 | 0 | 0 | 0 | 0 | 0 | 0 | 0 | 0 | 0 | 0 | 0 | 0 | 0 | 0 | 0 | 0 | 0 | 0 | 0 | 0 | 0 | 0 | 0 | 0 | 0 | 0 | 0 | 0 | 0 | 0 | 0 | 0 | 0 | 0 | 0 | 0 | 0 | 0 | 0 | 0 | 0 | 0 | 0 | 0 | 0 | 0 | 0 | 0 | 0 | 0 | 0 | 0 | 0 | 0 | 0 | 0 | 0 | 0 | 0 | 0 | 0 | 0 | 0 | 0 | 0 | 0 | 0 | 0 | 0 | 0 | 0 | 0 | 0 | 0 | 0 | 0 | 0 | 0 | 0 | 0 | 0 | 0 | 0 | 0 | 0 | 0 | 0 | 0 | 0 | 0 | 0 | 0 | 0 | 0 | 0 | 0 | 0 | 0 | 0 | 0 | 0 | 0 | 0 | 0 | 0 | 0 | 0 | 0 | 0 | 0 | 0 | 0 | 0 | 0 | 0 | 0 | 0 | 0 | 0 | 0 | 0 | 0 | 0 | 0 | 0 | 0 | 0 | 0 | 0 | 0 | 0 | 0 | 0 | 0 | 0 | 0 | 0 | 0 | 0 | 0 | 0 | 0 | 0 | 0 | 0 | 0 | 0 | 0 | 0 | 0 | 0 | 0 | 0 | 0 | 0 | 0 | 0 | 0 | 0 | 0 | 0 | 0 | 0 | 0 | 0 | 0 | 0 | 0 | 0 | 0 | 0 | 0 | 0 | 0 | 0 | 0 | 0 | 0 | 0 | 0 | 0 | 0 | 0 | 0 | 0 | 0 | 0 | 0 | 0 | 0 | 0 | 0 | 0 | 0 | 0 | 0 | 0 | 0 | 0 | 0 | 0 | 0 | 0 | 0 | 0 | 0 | 0 | 0 | 0 | 0 | 0 | 0 | 0 | 0 | 0 | 0 | 0 | 0 | 0 | 0 | 0 | 0 | 0 | 0 | 0 | 0 | 0 | 0 | 0 | 0 | 0 | 0 | 0 | 0 | 0 | 0 | 0 | 0 | 0 | 0 | 0 | 0 | 0 | 0 | 0 | 0 | 0 | 0 | 0 | 0 | 0 | 0 | 0 | 0 | 0 | 0 | 0 | 0 | 0 | 0 | 0 | 0 | 0 | 0 | 0 | 0 | 0 | 0 | 0 | 0 | 0 | 0 | 0 | 0 | 0 | 0 | 0 | 0 | 0 | 0 | 0 | 0 | 0 | 0 | 0 | 0 | 0 | 0 | 0 | 0 | 0 | 0 | 0 | 0 | 0 | 0 | 0 | 0 | 0 | 0 | 0 | 0 | 0 | 0 | 0 | 0 | 0 | 0 | 0 | 0 | 0 | 0 | 0 | 0 | 0 | 0 | 0 | 0 | 0 | 0 | 0 | 0 | 0 | 0 | 0 | 0 | 0 | 0 | 0 | 0 | 0 | 0 | 0 | 0 | 0 | 0 | 0 | 0 | 0 | 0 | 0 | 0 | 0 | 0 | 0 | 0 | 0 | 0 | 0 | 0 | 0 | 0 | 0 | 0 | 0 | 0 | 0 | 0 | 0 | 0 | 0 | 0 | 0 | 0 | 0 | 0 | 0 | 0 | 0 | 0 | 0 | 0 | 0 | 0 | 0 | 0 | 0 | 0 | 0 | 0 | 0 | 0 | 0 | 0 | 0 | 0 | 0 | 0 | 0 | 0 | 0 | 0 | 0 | 0 | 0 | 0 | 0 | 0 | 0 | 0 | 0 | 0 | 0 | 0 | 0 | 0 | 0 | 0 | 0 | 0 | 0 | 0 | 0 | 0 | 0 | 0 | 0 | 0 | 0 | 0 | 0 | 0 | 0 | 0 | 0 | 0 | 0 | 0 | 0 | 0 | 0 | 0 | 0 | 0 | 0 | 0 | 0 | 0 | 0 | 0 | 0 | 0 | 0 | 0 | 0 | 0 | 0 | 0 | 0 | 0 | 0 | 0 | 0 | 0 | 0 | 0 | 0 | 0 | 0 | 0 | 0 | 0 | 0 | 0 | 0 | 0 | 0 | 0 | 0 | 0 | 0 | 0 | 0 | 0 | 0 | 0 | 0 | 0 | 0 | 0 | 0 | 0 | 0 | 0 | 0 | 0 | 0 | 0 | 0 | 0 | 0 | 0 | 0 | 0 | 0 | 0 | 0 | 0 | 0 | 0 | 0 | 0 | 0 | 0 | 0 | 0 | 0 | 0 | 0 | 0 | 0 | 0 | 0 | 0 | 0 | 0 | 0 | 0 | 0 | 0 | 0 | 0 | 0 | 0 | 0 | 0 | 0 | 0 | 0 | 0 | 0 | 0 | 0 | 0 | 0 | 0 | 0 | 0 | 0 | 0 | 0 | 0 | 0 | 0 | 0 | 0 | 0 | 0 | 0 | 0 | 0 | 0 | 0 | 0 | 0 | 0 | 0 | 0 | 0 | 0 | 0 | 0 | 0 | 0 | 0 | 0 | 0 | 0 | 0 | 0 | 0 | 0 | 0 | 0 | 0 | 0 | 0 | 0 | 0 | 0 | 0 | 0 | 0 | 0 | 0 | 0 | 0 | 0 | 0 | 0 | 0 | 0 | 0 | 0 | 0 | 0 | 0 | 0 | 0 | 0 | 0 | 0 | 0 | 0 | 0 | 0 | 0 | 0 | 0 | 0 | 0 | 0 | 0 | 0 | 0 | 0 | 0 | 0 | 0 | 0 | 0 | 0 | 0 | 0 | 0 | 0 | 0 | 0 | 0 | 0 | 0 | 0 | 0 | 0 | 0 | 0 | 0 | 0 | 0 | 0 | 0 | 0 | 0 | 0 | 0 | 0 | 0 | 0 | 0 | 0 | 0 | 0 | 0 | 0 | 0 | 0 | 0 | 0 | 0 | 0 | 0 | 0 | 0 | 0 | 0 | 0 | 0 | 0 | 0 | 0 | 0 | 0 | 0 | 0 | 0 | 0 | 0 | 0 | 0 | 0 | 0 | 0 | 0 | 0 | 0 | 0 | 0 | 0 | 0 | 0 | 0 | 0 | 0 | 0 | 0 | 0 | 0 | 0 | 0 | 0 | 0 | 0 | 0 | 0 | 0 | 0 | 0 | 0 | 0 | 0 | 0 | 0 | 0 | 0 | 0 | 0 | 0 | 0 | 0 | 0 | 0 | 0 | 0 | 0 | 0 | 0 | 0 | 0 | 0 | 0 | 0 | 0 | 0 | 0 | 0 | 0 | 0 | 0 | 0 | 0 | 0 | 0 | 0 | 0 | 0 | 0 | 0 | 0 | 0 | 0 | 0 | 0 | 0 | 0 | 0 | 0 | 0 | 0 | 0 | 0 | 0 | 0 | 0 | 0 | 0 | 0 | 0 | 0 | 0 | 0 | 0 | 0 | 0 | 0 | 0 | 0 | 0 | 0 | 0 | 0 | 0 | 0 | 0 | 0 | 0 | 0 | 0 | 0 | 0 | 0 | 0 | 0 | 0 | 0 | 0 | 0 | 0 | 0 | 0 | 0 | 0 | 0 | 0 | 0 | 0 | 0 | 0 | 0 | 0 | 0 | 0 | 0 | 0 | 0 | 0 | 0 | 0 | 0 | 0 | 0 | 0 | 0 | 0 | 0 | 0 | 0 | 0 | 0 | 0 | 0 | 0 | 0 | 0 | 0 | 0 | 0 | 0 | 0 | 0 | 0 | 0 | 0 | 0 | 0 | 0 | 0 | 0 | 0 | 0 | 0 | 0 | 0 | 0 | 0 | 0 | 0 | 0 | 0 | 0 | 0 | 0 | 0 | 0 | 0 | 0 | 0 | 0 | 0 | 0 | 0 | 0 | 0 | 0 | 0 | 0 | 0 | 0 | 0 | 0 | 0 | 0 | 0 | 0 | 0 | 0 | 0 | 0 | 0 | 0 | 0 | 0 | 0 | 0 | 0 | 0 | 0 | 0 | 0 | 0 | 0 | 0 | 0 | 0 | 0 | 0 | 0 | 0 | 0 | 0 | 0 | 0 | 0 | 0 | 0 | 0 | 0 | 0 | 0 | 0 | 0 | 0 | 0 | 0 | 0 | 0 | 0 | 0 | 0 | 0 | 0 | 0 | 0 | 0 | 0 | 0 | 0 | 0 | 0 | 0 | 0 | 0 | 0 | 0 | 0 | 0 | 0 | 0 | 0 | 0 | 0 | 0 | 0 | 0 | 0 | 0 | 0 | 0 | 0 | 0 | 0 | 0 | 0 | 0 | 0 | 0 | 0 | 0 | 0 | 0 | 0 | 0 | 0 | 0 | 0 | 0 | 0 | 0 | 0 | 0 | 0 | 0 | 0 | 0 | 0 | 0 | 0 | 0 | 0 | 0 | 0 | 0 | 0 | 0 | 0 | 0 | 0 | 0 | 0 | 0 | 0 | 0 | 0 | 0 | 0 | 0 | 0 | 0 | 0 | 0 | 0 | 0 | 0 | 0 | 0 | 0 | 0 | 0 | 0 | 0 | 0 | 0 | 0 | 0 | 0 | 0 | 0 | 0 | 0 | 0 | 0 | 0 | 0 | 0 | 0 | 0 | 0 | 0 | 0 | 0 | 0 | 0 | 0 | 0 | 0 | 0 | 0 | 0 | 0 | 0 | 0 | 0 | 0 | 0 | 0 | 0 | 0 | 0 | 0 | 0 | 0 | 0 | 0 | 0 | 0 | 0 | 0 | 0 | 0 | 0 | 0 | 0 | 0 | 0 | 0 | 0 | 0 | 0 | 0 | 0 | 0 | 0 | 0 | 0 | 0 | 0 | 0 | 0 | 0 | 0 | 0 | 0 | 0 | 0 | 0 | 0 | 0 | 0 | 0 | 0 | 0 | 0 | 0 | 0 | 0 | 0 | 0 | 0 | 0 | 0 | 0 | 0 | 0 | 0 | 0 | 0 | 0 | 0 | 0 | 0 | 0 | 0 | 0 | 0 | 0 | 0 | 0 | 0 | 0 | 0 | 0 | 0 | 0 | 0 | 0 | 0 | 0 | 0 | 0 | 0 | 0 | 0 | 0 | 0 | 0 | 0 | 0 | 0 | 0 | 0 | 0 | 0 | 0 | 0 | 0 | 0 | 0 | 0 | 0 | 0 | 0 | 0 | 0 | 0 | 0 | 0 | 0 | 0 | 0 | 0 | 0 | 0 | 0 | 0 | 0 | 0 | 0 | 0 | 0 | 0 | 0 | 0 | 0 | 0 | 0 | 0 | 0 | 0 | 0 | 0 | 0 | 0 | 0 | 0 | 0 | 0 | 0 | 0 | 0 | 0 | 0 | 0 | 0 | 0 | 0 | 0 | 0 | 0 | 0 | 0 | 0 | 0 | 0 | 0 | 0 | 0 | 0 | 0 | 0 | 0 | 0 | 0 | 0 | 0 | 0 | 0 | 0 | 0 | 0 | 0 | 0 | 0 | 0 | 0 | 0 | 0 | 0 | 0 | 0 | 0 | 0 | 0 | 0 | 0 | 0 | 0 | 0 | 0 | 0 | 0 | 0 | 0 | 0 | 0 | 0 | 0 | 0 | 0 | 0 | 0 | 0 | 0 | 0 | 0 | 0 | 0 | 0 | 0 | 0 | 0 | 0 | 0 | 0 | 0 | 0 | 0 | 0 | 0 | 0 | 0 | 0 | 0 | 0 | 0 | 0 | 0 | 0 | 0 | 0 | 0 | 0 | 0 | 0 | 0 | 0 | 0 | 0 | 0 | 0 | 0 | 0 | 0 | 0 | 0 | 0 | 0 | 0 | 0 | 0 | 0 | 0 | 0 | 0 | 0 | 0 | 0 | 0 | 0 | 0 | 0 | 0 | 0 | 0 | 0 | 0 | 0 | 0 | 0 | 0 | 0 | 0 | 0 | 0 | 0 | 0 | 0 | 0 | 0 | 0 | 0 | 0 | 0 | 0 | 0 | 0 | 0 | 0 | 0 | 0 | 0 | 0 | 0 | 0 | 0 | 0 | 0 | 0 | 0 | 0 | 0 | 0 | 0 | 0 | 0 | 0 | 0 | 0 | 0 | 0 | 0 | 0 | 0 | 0 | 0 | 0 | 0 | 0 | 0 | 0 | 0 | 0 | 0 | 0 | 0 | 0 | 0 | 0 | 0 | 0 | 0 | 0 | 0 | 0 | 0 | 0 | 0 | 0 | 0 | 0 | 0 | 0 | 0 | 0 | 0 | 0 | 0 | 0 | 0 | 0 | 0 | 0 | 0 | 0 | 0 | 0 | 0 | 0 | 0 | 0 | 0 | 0 | 0 | 0 | 0 | 0 | 0 | 0 | 0 | 0 | 0 | 0 | 0 | 0 | 0 | 0 | 0 | 0 | 0 | 0 | 0 | 0 | 0 | 0 | 0 | 0 | 0 | 0 | 0 | 0 | 0 | 0 | 0 | 0 | 0 | 0 | 0 | 0 | 0 | 0 | 0 | 0 | 0 | 0 | 0 | 0 | 0 | 0 | 0 | 0 | 0 | 0 | 0 | 0 | 0 | 0 | 0 | 0 | 0 | 0 | 0 | 0 | 0 | 0 | 0 | 0 | 0 | 0 | 0 | 0 | 0 | 0 | 0 | 0 | 0 | 0 | 0 | 0 | 0 | 0 | 0 | 0 | 0 | 0 | 0 | 0 | 0 | 0 | 0 | 0 | 0 | 0 | 0 | 0 | 0 | 0 | 0 | 0 | 0 | 0 | 0 | 0 | 0 | 0 | 0 | 0 | 0 | 0 | 0 | 0 | 0 | 0 | 0 | 0 | 0 | 0 | 0 | 0 | 0 | 0 | 0 | 0 | 0 | 0 | 0 | 0 | 0 | 0 | 0 | 0 | 0 | 0 | 0 | 0 | 0 | 0 | 0 | 0 | 0 | 0 | 0 | 0 | 0 | 0 | 0 | 0 | 0 | 0 | 0 | 0 | 0 | 0 | 0 | 0 | 0 | 0 | 0 | 0 | 0 | 0 | 0 | 0 | 0 | 0 | 0 | 0 | 0 | 0 | 0 | 0 | 0 | 0 | 0 | 0 | 0 | 0 | 0 | 0 | 0 | 0 | 0 | 0 | 0 | 0 | 0 | 0 | 0 | 0 | 0 | 0 | 0 | 0 | 0 | 0 | 0 | 0 | 0 | 0 | 0 | 0 | 0 | 0 | 0 | 0 | 0 | 0 | 0 | 0 | 0 | 0 | 0 | 0 | 0 | 0 | 0 | 0 | 0 | 0 | 0 | 0 | 0 | 0 | 0 | 0 | 0 | 0 | 0 | 0 | 0 | 0 | 0 | 0 | 0 | 0 | 0 | 0 | 0 | 0 | 0 | 0 | 0 | 0 | 0 | 0 | 0 | 0 | 0 | 0 | 0 | 0 | 0 | 0 | 0 | 0 | 0 | 0 | 0 | 0 | 0 | 0 | 0 | 0 | 0 | 0 | 0 | 0 | 0 | 0 | 0 | 0 | 0 | 0 | 0 | 0 | 0 | 0 | 0 | 0 | 0 | 0 | 0 | 0 | 0 | 0 | 0 | 0 | 0 | 0 | 0 | 0 | 0 | 0 | 0 | 0 | 0 | 0 | 0 | 0 | 0 | 0 | 0 | 0 | 0 | 0 | 0 | 0 | 0 | 0 | 0 | 0 | 0 | 0 | 0 | 0 | 0 | 0 | 0 | 0 | 0 | 0 | 0 | 0 | 0 | 0 | 0 | 0 | 0 | 0 | 0 | 0 | 0 | 0 | 0 | 0 | 0 | 0 | 0 | 0 | 0 | 0 | 0 | 0 | 0 | 0 | 0 | 0 | 0 | 0 | 0 | 0 | 0 | 0 | 0 | 0 | 0 | 0 | 0 | 0 | 0 | 0 | 0 | 0 | 0 | 0 | 0 | 0 | 0 | 0 | 0 | 0 | 0 | 0 | 0 | 0 | 0 | 0 | 0 | 0 | 0 | 0 | 0 | 0 | 0 | 0 | 0 | 0 | 0 | 0 | 0 | 0 | 0 | 0 | 0 | 0 | 0 | 0 | 0 | 0 | 0 | 0 | 0 | 0 | 0 | 0 | 0 | 0 | 0 | 0 | 0 | 0 | 0 | 0 | 0 | 0 | 0 | 0 | 0 | 0 | 0 | 0 | 0 | 0 | 0 | 0 | 0 | 0 | 0 | 0 | 0 | 0 | 0 | 0 | 0 | 0 | 0 | 0 | 0 | 0 | 0 | 0 | 0 | 0 | 0 | 0 | 0 | 0 | 0 | 0 | 0 | 0 | 0 | 0 | 0 | 0 | 0 | 0 | 0 | 0 | 0 | 0 | 0 | 0 | 0 | 0 | 0 | 0 | 0 | 0 | 0 | 0 | 0 | 0 | 0 | 0 | 0 | 0 | 0 | 0 | 0 | 0 | 0 | 0 | 0 | 0 | 0 | 0 | 0 | 0 | 0 | 0 | 0 | 0 | 0 | 0 | 0 | 0 | 0 | 0 | 0 | 0 | 0 | 0 | 0 | 0 | 0 | 0 | 0 | 0 | 0 | 0 | 0 | 0 | 0 | 0 | 0 | 0 | 0 | 0 | 0 | 0 | 0 | 0 | 0 | 0 | 0 | 0 | 0 | 0 | 0 | 0 | 0 | 0 | 0 | 0 | 0 | 0 | 0 | 0 | 0 | 0 | 0 | 0 | 0 | 0 | 0 | 0 | 0 | 0 | 0 | 0 | 0 | 0 | 0 | 0 | 0 | 0 | 0 | 0 | 0 | 0 | 0 | 0 | 0 | 0 | 0 | 0 | 0 | 0 | 0 | 0 | 0 | 0 | 0 | 0 | 0 | 0 | 0 | 0 | 0 | 0 | 0 | 0 | 0 | 0 | 0 | 0 | 0 | 0 | 0 | 0 | 0 | 0 | 0 | 0 | 0 | 0 | 0 | 0 | 0 | 0 | 0 | 0 | 0 | 0 | 0 | 0 | 0 | 0 | 0 | 0 | 0 | 0 | 0 | 0 | 0 | 0 | 0 | 0 | 0 | 0 | 0 | 0 | 0 | 0 | 0 | 0 | 0 | 0 | 0 | 0 | 0 | 0 | 0 | 0 | 0 | 0 | 0 | 0 | 0 | 0 | 0 | 0 | 0 | 0 | 0 | 0 | 0 | 0 | 0 | 0 | 0 | 0 | 0 | 0 | 0 | 0 | 0 | 0 | 0 | 0 | 0 | 0 | 0 | 0 | 0 | 0 | 0 | 0 | 0 | 0 | 0 | 0 | 0 | 0 | 0 | 0 | 0 | 0 | 0 | 0 | 0 | 0 | 0 | 0 | 0 | 0 | 0 | 0 | 0 | 0 | 0 | 0 | 0 | 0 | 0 | 0 | 0 | 0 | 0 | 0 | 0 | 0 | 0 | 0 | 0 | 0 | 0 | 0 | 0 | 0 | 0 | 0 | 0 | 0 | 0 | 0 | 0 | 0 | 0 | 0 | 0 | 0 | 0 | 0 | 0 | 0 | 0 | 0 | 0 | 0 | 0 | 0 | 0 | 0 | 0 | 0 | 0 | 0 | 0 | 0 | 0 | 0 | 0 | 0 | 0 | 0 | 0 | 0 | 0 | 0 | 0 | 0 | 0 | 0 | 0 | 0 | 0 | 0 | 0 | 0 | 0 | 0 | 0 | 0 | 0 | 0 | 0 | 0 | 0 | 0 | 0 | 0 | 0 | 0 | 0 | 0 | 0 | 0 | 0 | 0 | 0 | 0 | 0 | 0 | 0 | 0 | 0 | 0 | 0 | 0 | 0 | 0 | 0 | 0 | 0 | 0 | 0 | 0 | 0 | 0 | 0 | 0 | 0 | 0 | 0 | 0 | 0 | 0 | 0 | 0 | 0 | 0 | 0 | 0 | 0 | 0 | 0 | 0 | 0 | 0 | 0 | 0 | 0 | 0 | 0 | 0 | 0 | 0 | 0 | 0 | 0 | 0 | 0 | 0 | 0 | 0 | 0 | 0 | 0 | 0 | 0 | 0 | 0 | 0 | 0 | 0 | 0 | 0 | 0 | 0 | 0 | 0 | 0 | 0 | 0 | 0 | 0 | 0 | 0 | 0 | 0 | 0 | 0 | 0 | 0 | 0 | 0 | 0 | 0 | 0 | 0 | 0 | 0 | 0 | 0 | 0 | 0 | 0 | 0 | 0 | 0 | 0 | 0 | 0 | 0 | 0 | 0 | 0 | 0 | 0 | 0 | 0 | 0 | 0 | 0 | 0 | 0 | 0 | 0 | 0 | 0 | 0 | 0 | 0 | 0 | 0 | 0 | 0 | 0 | 0 | 0 | 0 | 0 | 0 | 0 | 0 | 0 | 0 | 0 | 0 | 0 | 0 | 0 | 0 | 0 | 0 | 0 | 0 | 0 | 0 | 0 | 0 | 0 | 0 | 0 | 0 | 0 | 0 | 0 | 0 | 0 | 0 | 0 | 0 | 0 | 0 | 0 | 0 | 0 | 0 | 0 | 0 | 0 | 0 | 0 | 0 | 0 | 0 | 0 | 0 | 0 | 0 | 0 | 0 | 0 | 0 | 0 | 0 | 0 | 0 | 0 | 0 | 0 | 0 | 0 | 0 | 0 | 0 | 0 | 0 | 0 | 0 | 0 | 0 | 0 | 0 | 0 | 0 | 0 | 0 | 0 | 0 | 0 | 0 | 0 | 0 | 0 | 0 | 0 | 0 | 0 | 0 | 0 | 0 | 0 | 0 | 0 | 0 | 0 | 0 | 0 | 0 | 0
Bouton 1

## CanadaMethane
Name of The Solution | N° Results | Name of cycle | Type of Cycle | Power Produced by Cycle (kW) | Efficiency of the cycle | Pressure Ratio | Piloting Feed Name | Feed Mass Flow (kg/s) | Fuel Mass Flow (kg/s) | Fuel Cost ($/kWh) | Cost ($/kWh) |  | Pressure Ratio | Efficiency | Power (kW) | Fuel Cost ($/kWh) | PEC+OM Cost ($/year) | PEC+OM Cost ($/kWh) | Total Cost ($/kWh) |  | MaxPR | MaxEFF | CostOpti |  | MaxPR | MaxEFF | CostOpti
Brayton | Results n°1 | Brayton1 | Brayton | 14803.3699 | 0.11731 | 3 | 1202.7953 | 128.3751 | 2.2883 | 0.10762 | 1577555.9427 |  | 3 | 0.11731 | 14803.3699 | 0.10762 | 196417.0768 | 0.0016586 | 0.10928 |  | 14 | 0.23196 | 0.058259 |  | 17 | 0.21282 | 0.11941 |  | 0.48787 | 0.91748
Brayton | Results n°2 | Brayton1 | Brayton | 14571.9979 | 0.22347 | 10 | 1208.1583 | 87.8404 | 1.1824 | 0.056493 | 4275595.8324 |  | 10 | 0.22347 | 14571.9979 | 0.056493 | 532342.4751 | 0.0045665 | 0.06106
Brayton | Results n°3 | Brayton1 | Brayton | 14259.2506 | 0.22747 | 17 | 1206.8817 | 104.0571 | 1.1367 | 0.055499 | 9163106.3454 |  | 17 | 0.22747 | 14259.2506 | 0.055499 | 1140872.7351 | 0.010001 | 0.0655
Brayton | Results n°4 | Brayton1 | Brayton | 14104.1389 | 0.20385 | 24 | 1208.1944 | 137.405 | 1.2546 | 0.06193 | 17914839.9581 |  | 24 | 0.20385 | 14104.1389 | 0.06193 | 2230526.6021 | 0.019768 | 0.081699
Brayton | Results n°5 | Brayton1 | Brayton | 13818.032 | 0.16065 | 31 | 1208.4226 | 203.3651 | 1.5597 | 0.078583 | 35595503.615 |  | 31 | 0.16065 | 13818.032 | 0.078583 | 4431896.5681 | 0.040092 | 0.11867
Next | [20 empty] | MaxPR | MaxEFF | CostOpti |  | MaxPR | MaxEFF | CostOpti
2Comp Brayton | Results n°1 | Brayton1 | Brayton | 15000 | 0.11809 | 3 | 1205.4229 | 119.6605 | 2.3033 | 0.1069 | 1234555.0278 |  | 3 | 0.11809 | 15000 | 0.1069 | 153710.9925 | 0.0012809 | 0.10818 |  | 16 | 0.24911 | 0.049364 |  | 16 | 0.225 | 0.093 |  | 0.53079 | 0.9032
2Comp Brayton | Results n°2 | Brayton1 | Brayton | 14790.1274 | 0.22911 | 10 | 1206.0898 | 67.0938 | 1.1706 | 0.055101 | 1767447.4221 |  | 10 | 0.22911 | 14790.1274 | 0.055101 | 220059.9337 | 0.0018599 | 0.056961
2Comp Brayton | Results n°3 | Brayton1 | Brayton | 14546.8508 | 0.25009 | 17 | 1203.2943 | 64.0374 | 1.0547 | 0.050479 | 2323202.265 |  | 17 | 0.25009 | 14546.8508 | 0.050479 | 289255.4143 | 0.0024856 | 0.052964
2Comp Brayton | Results n°4 | Brayton1 | Brayton | 14514.235 | 0.2549 | 24 | 1205.6761 | 64.8862 | 1.0325 | 0.049527 | 2867737.0767 |  | 24 | 0.2549 | 14514.235 | 0.049527 | 357053.9202 | 0.003075 | 0.052602
2Comp Brayton | Results n°5 | Brayton1 | Brayton | 14482.8012 | 0.25331 | 31 | 1207.4129 | 66.9765 | 1.0367 | 0.049837 | 3416896.7966 |  | 31 | 0.25331 | 14482.8012 | 0.049837 | 425428.2605 | 0.0036718 | 0.053509
Next | [20 empty] | MaxPR | MaxEFF | CostOpti |  | MaxPR | MaxEFF | CostOpti
2Turb Brayton | Results n°1 | Brayton1 | Brayton | 14817.975 | 0.13306 | 3 | 1202.5826 | 112.8843 | 2.0193 | 0.094875 | 2744256.9054 |  | 3 | 0.13306 | 14817.975 | 0.094875 | 341679.7496 | 0.0028823 | 0.097757 |  | 14 | 0.29335 | 0.05041 |  | 14 | 0.27 | 0.095 |  | 0.53063 | 0.9204
2Turb Brayton | Results n°2 | Brayton1 | Brayton | 14625.7299 | 0.27042 | 10 | 1207.8943 | 71.9716 | 0.98076 | 0.046685 | 6514163.1382 |  | 10 | 0.27042 | 14625.7299 | 0.046685 | 811060.2274 | 0.0069318 | 0.053617
2Turb Brayton | Results n°3 | Brayton1 | Brayton | 14399.28 | 0.29926 | 17 | 1206.658 | 78.2625 | 0.8725 | 0.042185 | 12410728.6283 |  | 17 | 0.29926 | 14399.28 | 0.042185 | 1545225.0995 | 0.013414 | 0.055599
2Turb Brayton | Results n°4 | Brayton1 | Brayton | 14346.8242 | 0.30108 | 24 | 1208.0907 | 91.9125 | 0.86407 | 0.04193 | 21202779.0398 |  | 24 | 0.30108 | 14346.8242 | 0.04193 | 2639898.6984 | 0.023001 | 0.064931
2Turb Brayton | Results n°5 | Brayton1 | Brayton | 14275.8414 | 0.28706 | 31 | 1208.4455 | 113.0498 | 0.90178 | 0.043978 | 34623321.6316 |  | 31 | 0.28706 | 14275.8414 | 0.043978 | 4310852.9093 | 0.037746 | 0.081724
Next | [20 empty] | MaxPR | MaxEFF | CostOpti |  | MaxPR | MaxEFF | CostOpti
Regeneration Brayton | Results n°1 | Brayton1 | Regeneration Brayton | 14694.3993 | 0.22985 | 3 | 1207.7315 | 131.2939 | 1.1592 | 0.054923 | 1633087.7284 |  | 3 | 0.22985 | 14694.3993 | 0.054923 | 203331.1841 | 0.0017297 | 0.056653 |  | 9 | 0.33886 | 0.046782 |  | 9 | 0.31932 | 0.082576 |  | 0.56654 | 0.94234
Regeneration Brayton | Results n°2 | Brayton1 | Regeneration Brayton | 14560.3109 | 0.32949 | 10 | 1207.9076 | 90.6714 | 0.80132 | 0.038315 | 4440978.3099 |  | 10 | 0.32949 | 14560.3109 | 0.038315 | 552933.7847 | 0.0047469 | 0.043062
Regeneration Brayton | Results n°3 | Brayton1 | Regeneration Brayton | 14259.2726 | 0.22743 | 17 | 1206.8641 | 104.0832 | 1.1369 | 0.055508 | 9165395.2228 |  | 17 | 0.22743 | 14259.2726 | 0.055508 | 1141157.7168 | 0.010004 | 0.065512
Regeneration Brayton | Results n°4 | Brayton1 | Regeneration Brayton | 14103.9295 | 0.2038 | 24 | 1208.1837 | 137.4446 | 1.2549 | 0.061946 | 17920010.9083 |  | 24 | 0.2038 | 14103.9295 | 0.061946 | 2231170.4226 | 0.019774 | 0.08172
Regeneration Brayton | Results n°5 | Brayton1 | Regeneration Brayton | 13817.6085 | 0.16059 | 31 | 1208.4154 | 203.4471 | 1.5603 | 0.078614 | 35609858.5698 |  | 31 | 0.16059 | 13817.6085 | 0.078614 | 4433683.8634 | 0.040109 | 0.11872
Next | [20 empty] | MaxPR | MaxEFF | CostOpti |  | MaxPR | MaxEFF | CostOpti
Solar Brayton | Results n°1 | Brayton1 | Brayton | 14843.343 | 0.12112 | 3 | 1204.5099 | 128.6139 | 2.2223 | 0.10423 | 1654028.5265 |  | 3 | 0.12112 | 14843.343 | 0.10423 | 205938.4643 | 0.0017343 | 0.10597 |  | 14 | 0.23652 | 0.057467 |  | 14 | 0.2195 | 0.11681 |  | 0.49195 | 0.92804
Solar Brayton | Results n°2 | Brayton1 | Brayton | 14580.5119 | 0.22823 | 10 | 1208.5748 | 87.9683 | 1.1584 | 0.055313 | 4332411.6187 |  | 10 | 0.22823 | 14580.5119 | 0.055313 | 539416.4497 | 0.0046245 | 0.059938
Solar Brayton | Results n°3 | Brayton1 | Brayton | 14271.0562 | 0.23135 | 17 | 1207.0427 | 104.2831 | 1.1186 | 0.054568 | 9243189.4136 |  | 17 | 0.23135 | 14271.0562 | 0.054568 | 1150843.6538 | 0.01008 | 0.064648
Solar Brayton | Results n°4 | Brayton1 | Brayton | 14108.9966 | 0.20505 | 24 | 1208.1953 | 137.5666 | 1.2477 | 0.061569 | 18013813.0707 |  | 24 | 0.20505 | 14108.9966 | 0.061569 | 2242849.4674 | 0.019871 | 0.08144
Solar Brayton | Results n°5 | Brayton1 | Brayton | 13818.0445 | 0.16065 | 31 | 1208.4036 | 203.3652 | 1.5597 | 0.078582 | 35703654.2282 |  | 31 | 0.16065 | 13818.0445 | 0.078582 | 4445362.0984 | 0.040213 | 0.1188
Next | [20 empty] | MaxPR | MaxEFF | CostOpti |  | MaxPR | MaxEFF | CostOpti
Solar Regeneration Brayton | Results n°1 | Brayton1 | Regeneration Brayton | 14760.6048 | 0.29535 | 3 | 1207.9039 | 116.5665 | 0.90623 | 0.042743 | 1294959.9859 |  | 3 | 0.29535 | 14760.6048 | 0.042743 | 161231.8449 | 0.0013654 | 0.044109 |  | 15 | 0.55113 | 0.023885 |  | 15 | 0.47827 | 0.051964 |  | 0.45965 | 0.86779
Solar Regeneration Brayton | Results n°2 | Brayton1 | Regeneration Brayton | 14720.3899 | 0.52457 | 10 | 1208.0279 | 65.4013 | 0.50885 | 0.024066 | 1772565.2738 |  | 10 | 0.52457 | 14720.3899 | 0.024066 | 220697.1431 | 0.0018741 | 0.02594
Solar Regeneration Brayton | Results n°3 | Brayton1 | Regeneration Brayton | 14683.8809 | 0.55064 | 17 | 1208.1503 | 62.1025 | 0.48356 | 0.022927 | 2305471.4897 |  | 17 | 0.55064 | 14683.8809 | 0.022927 | 287047.8051 | 0.0024436 | 0.02537
Solar Regeneration Brayton | Results n°4 | Brayton1 | Regeneration Brayton | 14651.2422 | 0.54497 | 24 | 1208.2711 | 62.5619 | 0.4875 | 0.023165 | 2821283.0815 |  | 24 | 0.54497 | 14651.2422 | 0.023165 | 351270.0633 | 0.0029969 | 0.026162
Solar Regeneration Brayton | Results n°5 | Brayton1 | Regeneration Brayton | 14620.6489 | 0.52971 | 31 | 1208.3904 | 64.1819 | 0.5005 | 0.023833 | 3339632.7688 |  | 31 | 0.52971 | 14620.6489 | 0.023833 | 415808.3326 | 0.003555 | 0.027388
Next | [20 empty] | MaxPR | MaxEFF | CostOpti |  | MaxPR | MaxEFF | CostOpti
Combined Cycle | Results n°1 | Brayton1 | Brayton | 10799.1072 | 0.13385 | 3 | 1206.6169 | 77.3306 | 1.463 | 0.094315 | 970260.1845 |  | 3 | 0.34427 | 15127.2603 | 0.094315 | 207199.3373 | 0.0017121 | 0.096027 |  | 15 | 0.45142 | 0.047719 |  | 15 | 0.417 | 0.087 |  | 0.54849 | 0.92374
Combined Cycle | Results n°1 | Rankine1 | Rankine | 4328.1531 | 0.24293 | 48.1 | 0 | 12.5 | 0 | 0 | 693895.2506 |  | 10 | 0.43595 | 15107.1773 | 0.049515 | 395582.0488 | 0.0032731 | 0.052788
Combined Cycle | Results n°2 | Brayton1 | Brayton | 10779.0242 | 0.25496 | 10 | 1217.0192 | 50.6916 | 0.76661 | 0.049515 | 2481383.4628 |  | 17 | 0.4528 | 15114.5989 | 0.045541 | 687605.7384 | 0.0056866 | 0.051228
Combined Cycle | Results n°2 | Rankine1 | Rankine | 4328.1531 | 0.24293 | 48.1 | 0 | 12.5 | 0 | 0 | 695798.5925 |  | 24 | 0.45138 | 14913.1585 | 0.04585 | 1093323.2989 | 0.0091641 | 0.055015
Combined Cycle | Results n°3 | Brayton1 | Brayton | 10786.4458 | 0.27721 | 17 | 1219.4802 | 54.618 | 0.70558 | 0.045541 | 4825332.9332 |  | 31 | 0.44041 | 14927.9529 | 0.048396 | 1707801.8669 | 0.0143 | 0.062697
Combined Cycle | Results n°3 | Rankine1 | Rankine | 4328.1531 | 0.24293 | 48.1 | 0 | 12.5 | 0 | 0 | 697285.2441
Combined Cycle | Results n°4 | Brayton1 | Brayton | 10585.0054 | 0.27534 | 24 | 1219.9115 | 61.8512 | 0.69711 | 0.04585 | 8082434.2534
Combined Cycle | Results n°4 | Rankine1 | Rankine | 4328.1531 | 0.24293 | 48.1 | 0 | 12.5 | 0 | 0 | 698771.0028
Combined Cycle | Results n°5 | Brayton1 | Brayton | 10599.7998 | 0.26085 | 31 | 1219.4838 | 74.2358 | 0.73684 | 0.048396 | 13016065.2557
Combined Cycle | Results n°5 | Rankine1 | Rankine | 4328.1531 | 0.24293 | 48.1 | 0 | 12.5 | 0 | 0 | 700425.3242
Next | [20 empty] | MaxPR | MaxEFF | CostOpti |  | MaxPR | MaxEFF | CostOpti
Combined Cycle 2Comp | Results n°1 | Brayton1 | Brayton | 9794.1938 | 0.13274 | 3 | 1205.4229 | 69.51 | 1.338 | 0.095106 | 734577.7736 |  | 3 | 0.37697 | 15081.731 | 0.095106 | 191562.5614 | 0.0015877 | 0.096693 |  | 17 | 0.48064 | 0.044898 |  | 17 |  | 0.094 |  | 0.47764 | 0
Combined Cycle 2Comp | Results n°1 | Rankine1 | Rankine | 5287.5372 | 0.28161 | 48.1 | 0 | 12.5 | 0 | 0 | 803988.3325 |  | 10 | 0.46214 | 14941.8642 | 0.050238 | 232660.9045 | 0.0019464 | 0.052184
Combined Cycle 2Comp | Results n°2 | Brayton1 | Brayton | 9654.3271 | 0.25129 | 10 | 1206.0898 | 39.93 | 0.69665 | 0.050238 | 1061868.4513 |  | 17 | 0.48064 | 14863.584 | 0.045568 | 273942.3861 | 0.0023038 | 0.047872
Combined Cycle 2Comp | Results n°2 | Rankine1 | Rankine | 5287.5372 | 0.28161 | 48.1 | 0 | 12.5 | 0 | 0 | 806785.7335 |  | 24 | 0.48662 | 14791.8344 | 0.044238 | 311162.342 | 0.0026295 | 0.046868
Combined Cycle 2Comp | Results n°3 | Brayton1 | Brayton | 9576.0468 | 0.27704 | 17 | 1203.2943 | 38.0544 | 0.62678 | 0.045568 | 1390088.8738 |  | 31 | 0.4876 | 14751.6236 | 0.044029 | 348286.4138 | 0.0029513 | 0.04698
Combined Cycle 2Comp | Results n°3 | Rankine1 | Rankine | 5287.5372 | 0.28161 | 48.1 | 0 | 12.5 | 0 | 0 | 810124.2958
Combined Cycle 2Comp | Results n°4 | Brayton1 | Brayton | 9504.2973 | 0.28537 | 24 | 1205.6761 | 37.9518 | 0.60393 | 0.044238 | 1686819.6691
Combined Cycle 2Comp | Results n°4 | Rankine1 | Rankine | 5287.5372 | 0.28161 | 48.1 | 0 | 12.5 | 0 | 0 | 812331.6758
Combined Cycle 2Comp | Results n°5 | Brayton1 | Brayton | 9464.0864 | 0.28673 | 31 | 1207.4129 | 38.6663 | 0.59852 | 0.044029 | 1982273.9374
Combined Cycle 2Comp | Results n°5 | Rankine1 | Rankine | 5287.5372 | 0.28161 | 48.1 | 0 | 12.5 | 0 | 0 | 815045.4742
Next | [20 empty] | MaxPR | MaxEFF | CostOpti |  | MaxPR | MaxEFF | CostOpti
Combined Cycle 2Turb | Results n°1 | Brayton1 | Brayton | 9852.1207 | 0.14894 | 3 | 1206.4252 | 63.2132 | 1.1995 | 0.084761 | 1574775.9586 |  | 3 | 0.38893 | 15084.9562 | 0.084761 | 294525.2051 | 0.0024406 | 0.087201 |  | 16 | 0.52072 | 0.042224 |  | 16 |  | 0.08569 |  | 0.49275 | 0
Combined Cycle 2Turb | Results n°1 | Rankine1 | Rankine | 5232.8355 | 0.28199 | 48.1 | 0 | 12.5 | 0 | 0 | 790751.4946 |  | 10 | 0.49438 | 14834.503 | 0.042679 | 544622.8026 | 0.0045892 | 0.047268
Combined Cycle 2Turb | Results n°2 | Brayton1 | Brayton | 9601.6674 | 0.2958 | 10 | 1205.4103 | 39.3196 | 0.5886 | 0.042679 | 3583475.8009 |  | 17 | 0.52286 | 14705.826 | 0.037631 | 895565.0776 | 0.0076123 | 0.045244
Combined Cycle 2Turb | Results n°2 | Rankine1 | Rankine | 5232.8355 | 0.28199 | 48.1 | 0 | 12.5 | 0 | 0 | 790751.4946 |  | 24 | 0.53354 | 14592.0847 | 0.036035 | 1346908.9212 | 0.011538 | 0.047573
Combined Cycle 2Turb | Results n°3 | Brayton1 | Brayton | 9472.9905 | 0.33547 | 17 | 1204.6553 | 40.2078 | 0.51204 | 0.037631 | 6402126.1969 |  | 31 | 0.5355 | 14556.91 | 0.035756 | 1946083.3545 | 0.016711 | 0.052467
Combined Cycle 2Turb | Results n°3 | Rankine1 | Rankine | 5232.8355 | 0.28199 | 48.1 | 0 | 12.5 | 0 | 0 | 790751.4946
Combined Cycle 2Turb | Results n°4 | Brayton1 | Brayton | 9359.2492 | 0.35034 | 24 | 1206.9562 | 43.3421 | 0.48442 | 0.036035 | 10027168.2466
Combined Cycle 2Turb | Results n°4 | Rankine1 | Rankine | 5232.8355 | 0.28199 | 48.1 | 0 | 12.5 | 0 | 0 | 790751.4946
Combined Cycle 2Turb | Results n°5 | Brayton1 | Brayton | 9324.0745 | 0.35307 | 31 | 1208.0902 | 48.3458 | 0.47887 | 0.035756 | 14839535.9037
Combined Cycle 2Turb | Results n°5 | Rankine1 | Rankine | 5232.8355 | 0.28199 | 48.1 | 0 | 12.5 | 0 | 0 | 790751.4946
Next | [20 empty] | MaxPR | MaxEFF | CostOpti |  | MaxPR | MaxEFF | CostOpti
Combined Cycle Regeneration | Results n°1 | Brayton1 | Brayton | 9624.8358 | 0.27665 | 3 | 1207.7315 | 71.4505 | 0.63086 | 0.045633 | 910952.6702 |  | 3 | 0.48036 | 14912.373 | 0.045633 | 215531.9536 | 0.0018067 | 0.047439 |  | 9 | 0.58875 | 0.037348 |  | 9 | 0.54369 | 0.070458 |  | 0.53008 | 0.92347
Combined Cycle Regeneration | Results n°1 | Rankine1 | Rankine | 5287.5372 | 0.28161 | 48.1 | 0 | 12.5 | 0 | 0 | 820127.5378 |  | 10 | 0.57865 | 14821.5353 | 0.030555 | 390788.529 | 0.0032958 | 0.03385
Combined Cycle Regeneration | Results n°2 | Brayton1 | Brayton | 9588.6997 | 0.41317 | 10 | 1207.9076 | 47.6175 | 0.42083 | 0.030555 | 2347414.5603 |  | 17 | 0.47827 | 14645.6161 | 0.046117 | 644901.3837 | 0.0055042 | 0.051621
Combined Cycle Regeneration | Results n°2 | Rankine1 | Rankine | 5232.8355 | 0.28199 | 48.1 | 0 | 12.5 | 0 | 0 | 791267.5551 |  | 24 | 0.47607 | 14481.3401 | 0.046638 | 1017479.117 | 0.0087827 | 0.055421
Combined Cycle Regeneration | Results n°3 | Brayton1 | Brayton | 9358.0789 | 0.27375 | 17 | 1204.9361 | 49.4579 | 0.61988 | 0.046117 | 4368919.9418 |  | 31 | 0.46478 | 14372.4201 | 0.049513 | 1566092.5451 | 0.013621 | 0.063133
Combined Cycle Regeneration | Results n°3 | Rankine1 | Rankine | 5287.5372 | 0.28161 | 48.1 | 0 | 12.5 | 0 | 0 | 810711.2117
Combined Cycle Regeneration | Results n°4 | Brayton1 | Brayton | 9193.8029 | 0.27069 | 24 | 1207.1618 | 56.3214 | 0.61588 | 0.046638 | 7359241.0251
Combined Cycle Regeneration | Results n°4 | Rankine1 | Rankine | 5287.5372 | 0.28161 | 48.1 | 0 | 12.5 | 0 | 0 | 812809.2546
Combined Cycle Regeneration | Results n°5 | Brayton1 | Brayton | 9084.8829 | 0.25497 | 31 | 1208.209 | 67.0903 | 0.6461 | 0.049513 | 11762562.0573
Combined Cycle Regeneration | Results n°5 | Rankine1 | Rankine | 5287.5372 | 0.28161 | 48.1 | 0 | 12.5 | 0 | 0 | 815766.8805
Next | [20 empty] | MaxPR | MaxEFF | CostOpti |  | MaxPR | MaxEFF | CostOpti
Solar Combined Cycle | Results n°1 | Brayton1 | Brayton | 9793.5943 | 0.13791 | 3 | 1208.2144 | 70.1001 | 1.2877 | 0.091541 | 879318.9287 |  | 3 | 0.38068 | 15081.1314 | 0.091541 | 209535.9343 | 0.0017367 | 0.093278 |  | 15 | 0.48952 | 0.045609 |  | 16 | 0.44474 | 0.10966 |  | 0.41593 | 0.90852
Solar Combined Cycle | Results n°1 | Rankine1 | Rankine | 5287.5372 | 0.28161 | 48.1 | 0 | 12.5 | 0 | 0 | 803603.2676 |  | 10 | 0.47332 | 14821.5281 | 0.047308 | 381118.0655 | 0.0032142 | 0.050522
Solar Combined Cycle | Results n°2 | Brayton1 | Brayton | 9533.9909 | 0.26685 | 10 | 1207.1224 | 46.0677 | 0.64785 | 0.047308 | 2254206.6479 |  | 17 | 0.49016 | 14614.6356 | 0.043486 | 644494.7686 | 0.0055124 | 0.048999
Solar Combined Cycle | Results n°2 | Rankine1 | Rankine | 5287.5372 | 0.28161 | 48.1 | 0 | 12.5 | 0 | 0 | 806805.5555 |  | 24 | 0.482 | 14494.5343 | 0.045259 | 1020921.0602 | 0.0088044 | 0.054063
Solar Combined Cycle | Results n°3 | Brayton1 | Brayton | 9327.0984 | 0.29031 | 17 | 1205.9391 | 49.4251 | 0.58259 | 0.043486 | 4365363.286 |  | 31 | 0.46744 | 14379.5079 | 0.048804 | 1569643.3442 | 0.013645 | 0.062449
Solar Combined Cycle | Results n°3 | Rankine1 | Rankine | 5287.5372 | 0.28161 | 48.1 | 0 | 12.5 | 0 | 0 | 811002.0717
Solar Combined Cycle | Results n°4 | Brayton1 | Brayton | 9206.9971 | 0.27894 | 24 | 1207.4359 | 56.5331 | 0.59853 | 0.045259 | 7386511.3031
Solar Combined Cycle | Results n°4 | Rankine1 | Rankine | 5287.5372 | 0.28161 | 48.1 | 0 | 12.5 | 0 | 0 | 813183.5073
Solar Combined Cycle | Results n°5 | Brayton1 | Brayton | 9091.9707 | 0.25868 | 31 | 1208.2642 | 67.2517 | 0.63735 | 0.048804 | 11790630.373
Solar Combined Cycle | Results n°5 | Rankine1 | Rankine | 5287.5372 | 0.28161 | 48.1 | 0 | 12.5 | 0 | 0 | 816217.3893
Next
[19 empty] | MaxPR | MaxPR | MaxEFF | CostOpti
[19 empty] | 0 | 0 | 0 | 0
|  | CH4 | 0 | 0 | 0 | 0 | 0 | 0 | 0 | 0 | 0 | 0 | 0 | 0 | 0 | 0 | 0 | 0 | 0 | 0 | 0 | 0 | 0 | 0 | 0 | 0 | 0 | 0 | 0 | 0 | 0 | 0 | 0 | 0 | 0 | 0 | 0 | 0 | 0 | 0 | 0 | 0 | 0 | 0 | 0 | 0 | 0 | 0 | 0 | 0 | 0 | 0 | 0 | 0 | 0 | 0 | 0 | 0 | 0 | 0 | 0 | 0 | 0 | 0 | 0 | 0 | 0 | 0 | 0 | 0 | 0 | 0 | 0 | 0 | 0 | 0 | 0 | 0 | 0 | 0 | 0 | 0 | 0 | 0 | 0 | 0 | 0 | 0 | 0 | 0 | 0 | 0 | 0 | 0 | 0 | 0 | 0 | 0 | 0 | 0 | 0 | 0 | 0 | 0 | 0 | 0 | 0 | 0 | 0 | 0 | 0 | 0 | 0 | 0 | 0 | 0 | 0 | 0 | 0 | 0 | 0 | 0 | 0 | 0 | 0 | 0 | 0 | 0 | 0 | 0 | 0 | 0 | 0 | 0 | 0 | 0 | 0 | 0 | 0 | 0 | 0 | 0 | 0 | 0 | 0 | 0 | 0 | 0 | 0 | 0 | 0 | 0 | 0 | 0 | 0 | 0 | 0 | 0 | 0 | 0 | 0 | 0 | 0 | 0 | 0 | 0 | 0 | 0 | 0 | 0 | 0 | 0 | 0 | 0 | 0 | 0 | 0 | 0 | 0 | 0 | 0 | 0 | 0 | 0 | 0 | 0 | 0 | 0 | 0 | 0 | 0 | 0 | 0 | 0 | 0 | 0 | 0 | 0 | 0 | 0 | 0 | 0 | 0 | 0 | 0 | 0 | 0 | 0 | 0 | 0 | 0 | 0 | 0 | 0 | 0 | 0 | 0 | 0 | 0 | 0 | 0 | 0 | 0 | 0 | 0 | 0 | 0 | 0 | 0 | 0 | 0 | 0 | 0 | 0 | 0 | 0 | 0 | 0 | 0 | 0 | 0 | 0 | 0 | 0 | 0 | 0 | 0 | 0 | 0 | 0 | 0 | 0 | 0 | 0 | 0 | 0 | 0 | 0 | 0 | 0 | 0 | 0 | 0 | 0 | 0 | 0 | 0 | 0 | 0 | 0 | 0 | 0 | 0 | 0 | 0 | 0 | 0 | 0 | 0 | 0 | 0 | 0 | 0 | 0 | 0 | 0 | 0 | 0 | 0 | 0 | 0 | 0 | 0 | 0 | 0 | 0 | 0 | 0 | 0 | 0 | 0 | 0 | 0 | 0 | 0 | 0 | 0 | 0 | 0 | 0 | 0 | 0 | 0 | 0 | 0 | 0 | 0 | 0 | 0 | 0 | 0 | 0 | 0 | 0 | 0 | 0 | 0 | 0 | 0 | 0 | 0 | 0 | 0 | 0 | 0 | 0 | 0 | 0 | 0 | 0 | 0 | 0 | 0 | 0 | 0 | 0 | 0 | 0 | 0 | 0 | 0 | 0 | 0 | 0 | 0 | 0 | 0 | 0 | 0 | 0 | 0 | 0 | 0 | 0 | 0 | 0 | 0 | 0 | 0 | 0 | 0 | 0 | 0 | 0 | 0 | 0 | 0 | 0 | 0 | 0 | 0 | 0 | 0 | 0 | 0 | 0 | 0 | 0 | 0 | 0 | 0 | 0 | 0 | 0 | 0 | 0 | 0 | 0 | 0 | 0 | 0 | 0 | 0 | 0 | 0 | 0 | 0 | 0 | 0 | 0 | 0 | 0 | 0 | 0 | 0 | 0 | 0 | 0 | 0 | 0 | 0 | 0 | 0 | 0 | 0 | 0 | 0 | 0 | 0 | 0 | 0 | 0 | 0 | 0 | 0 | 0 | 0 | 0 | 0 | 0 | 0 | 0 | 0 | 0 | 0 | 0 | 0 | 0 | 0 | 0 | 0 | 0 | 0 | 0 | 0 | 0 | 0 | 0 | 0 | 0 | 0 | 0 | 0 | 0 | 0 | 0 | 0 | 0 | 0 | 0 | 0 | 0 | 0 | 0 | 0 | 0 | 0 | 0 | 0 | 0 | 0 | 0 | 0 | 0 | 0 | 0 | 0 | 0 | 0 | 0 | 0 | 0 | 0 | 0 | 0 | 0 | 0 | 0 | 0 | 0 | 0 | 0 | 0 | 0 | 0 | 0 | 0 | 0 | 0 | 0 | 0 | 0 | 0 | 0 | 0 | 0 | 0 | 0 | 0 | 0 | 0 | 0 | 0 | 0 | 0 | 0 | 0 | 0 | 0 | 0 | 0 | 0 | 0 | 0 | 0 | 0 | 0 | 0 | 0 | 0 | 0 | 0 | 0 | 0 | 0 | 0 | 0 | 0 | 0 | 0 | 0 | 0 | 0 | 0 | 0 | 0 | 0 | 0 | 0 | 0 | 0 | 0 | 0 | 0 | 0 | 0 | 0 | 0 | 0 | 0 | 0 | 0 | 0 | 0 | 0 | 0 | 0 | 0 | 0 | 0 | 0 | 0 | 0 | 0 | 0 | 0 | 0 | 0 | 0 | 0 | 0 | 0 | 0 | 0 | 0 | 0 | 0 | 0 | 0 | 0 | 0 | 0 | 0 | 0 | 0 | 0 | 0 | 0 | 0 | 0 | 0 | 0 | 0 | 0 | 0 | 0 | 0 | 0 | 0 | 0 | 0 | 0 | 0 | 0 | 0 | 0 | 0 | 0 | 0 | 0 | 0 | 0 | 0 | 0 | 0 | 0 | 0 | 0 | 0 | 0 | 0 | 0 | 0 | 0 | 0 | 0 | 0 | 0 | 0 | 0 | 0 | 0 | 0 | 0 | 0 | 0 | 0 | 0 | 0 | 0 | 0 | 0 | 0 | 0 | 0 | 0 | 0 | 0 | 0 | 0 | 0 | 0 | 0 | 0 | 0 | 0 | 0 | 0 | 0 | 0 | 0 | 0 | 0 | 0 | 0 | 0 | 0 | 0 | 0 | 0 | 0 | 0 | 0 | 0 | 0 | 0 | 0 | 0 | 0 | 0 | 0 | 0 | 0 | 0 | 0 | 0 | 0 | 0 | 0 | 0 | 0 | 0 | 0 | 0 | 0 | 0 | 0 | 0 | 0 | 0 | 0 | 0 | 0 | 0 | 0 | 0 | 0 | 0 | 0 | 0 | 0 | 0 | 0 | 0 | 0 | 0 | 0 | 0 | 0 | 0 | 0 | 0 | 0 | 0 | 0 | 0 | 0 | 0 | 0 | 0 | 0 | 0 | 0 | 0 | 0 | 0 | 0 | 0 | 0 | 0 | 0 | 0 | 0 | 0 | 0 | 0 | 0 | 0 | 0 | 0 | 0 | 0 | 0 | 0 | 0 | 0 | 0 | 0 | 0 | 0 | 0 | 0 | 0 | 0 | 0 | 0 | 0 | 0 | 0 | 0 | 0 | 0 | 0 | 0 | 0 | 0 | 0 | 0 | 0 | 0 | 0 | 0 | 0 | 0 | 0 | 0 | 0 | 0 | 0 | 0 | 0 | 0 | 0 | 0 | 0 | 0 | 0 | 0 | 0 | 0 | 0 | 0 | 0 | 0 | 0 | 0 | 0 | 0 | 0 | 0 | 0 | 0 | 0 | 0 | 0 | 0 | 0 | 0 | 0 | 0 | 0 | 0 | 0 | 0 | 0 | 0 | 0 | 0 | 0 | 0 | 0 | 0 | 0 | 0 | 0 | 0 | 0 | 0 | 0 | 0 | 0 | 0 | 0 | 0 | 0 | 0 | 0 | 0 | 0 | 0 | 0 | 0 | 0 | 0 | 0 | 0 | 0 | 0 | 0 | 0 | 0 | 0 | 0 | 0 | 0 | 0 | 0 | 0 | 0 | 0 | 0 | 0 | 0 | 0 | 0 | 0 | 0 | 0 | 0 | 0 | 0 | 0 | 0 | 0 | 0 | 0 | 0 | 0 | 0 | 0 | 0 | 0 | 0 | 0 | 0 | 0 | 0 | 0 | 0 | 0 | 0 | 0 | 0 | 0 | 0 | 0 | 0 | 0 | 0 | 0 | 0 | 0 | 0 | 0 | 0 | 0 | 0 | 0 | 0 | 0 | 0 | 0 | 0 | 0 | 0 | 0 | 0 | 0 | 0 | 0 | 0 | 0 | 0 | 0 | 0 | 0 | 0 | 0 | 0 | 0 | 0 | 0 | 0 | 0 | 0 | 0 | 0 | 0 | 0 | 0 | 0 | 0 | 0 | 0 | 0 | 0 | 0 | 0 | 0 | 0 | 0 | 0 | 0 | 0 | 0 | 0 | 0 | 0 | 0 | 0 | 0 | 0 | 0 | 0 | 0 | 0 | 0 | 0 | 0 | 0 | 0 | 0 | 0 | 0 | 0 | 0 | 0 | 0 | 0 | 0 | 0 | 0 | 0 | 0 | 0 | 0 | 0 | 0 | 0 | 0 | 0 | 0 | 0 | 0 | 0 | 0 | 0 | 0 | 0 | 0 | 0 | 0 | 0 | 0 | 0 | 0 | 0 | 0 | 0 | 0 | 0 | 0 | 0 | 0 | 0 | 0 | 0 | 0 | 0 | 0 | 0 | 0 | 0 | 0 | 0 | 0 | 0 | 0 | 0 | 0 | 0 | 0 | 0 | 0 | 0 | 0 | 0 | 0 | 0 | 0 | 0 | 0 | 0 | 0 | 0 | 0 | 0 | 0 | 0 | 0 | 0 | 0 | 0 | 0 | 0 | 0 | 0 | 0 | 0 | 0 | 0 | 0 | 0 | 0 | 0 | 0 | 0 | 0 | 0 | 0 | 0 | 0 | 0 | 0 | 0 | 0 | 0 | 0 | 0 | 0 | 0 | 0 | 0 | 0 | 0 | 0 | 0 | 0 | 0 | 0 | 0 | 0 | 0 | 0 | 0 | 0 | 0 | 0 | 0 | 0 | 0 | 0 | 0 | 0 | 0 | 0 | 0 | 0 | 0 | 0 | 0 | 0 | 0 | 0 | 0 | 0 | 0 | 0 | 0 | 0 | 0 | 0 | 0 | 0 | 0 | 0 | 0 | 0 | 0 | 0 | 0 | 0 | 0 | 0 | 0 | 0 | 0 | 0 | 0 | 0 | 0 | 0 | 0 | 0 | 0 | 0 | 0 | 0 | 0 | 0 | 0 | 0 | 0 | 0 | 0 | 0 | 0 | 0 | 0 | 0 | 0 | 0 | 0 | 0 | 0 | 0 | 0 | 0 | 0 | 0 | 0 | 0 | 0 | 0 | 0 | 0 | 0 | 0 | 0 | 0 | 0 | 0 | 0 | 0 | 0 | 0 | 0 | 0 | 0 | 0 | 0 | 0 | 0 | 0 | 0 | 0 | 0 | 0 | 0 | 0 | 0 | 0 | 0 | 0 | 0 | 0 | 0 | 0 | 0 | 0 | 0 | 0 | 0 | 0 | 0 | 0 | 0 | 0 | 0 | 0 | 0 | 0 | 0 | 0 | 0 | 0 | 0 | 0 | 0 | 0 | 0 | 0 | 0 | 0 | 0 | 0 | 0 | 0 | 0 | 0 | 0 | 0 | 0 | 0 | 0 | 0 | 0 | 0 | 0 | 0 | 0 | 0 | 0 | 0 | 0 | 0 | 0 | 0 | 0 | 0 | 0 | 0 | 0 | 0 | 0 | 0 | 0 | 0 | 0 | 0 | 0 | 0 | 0 | 0 | 0 | 0 | 0 | 0 | 0 | 0 | 0 | 0 | 0 | 0 | 0 | 0 | 0 | 0 | 0 | 0 | 0 | 0 | 0 | 0 | 0 | 0 | 0 | 0 | 0 | 0 | 0 | 0 | 0 | 0 | 0 | 0 | 0 | 0 | 0 | 0 | 0 | 0 | 0 | 0 | 0 | 0 | 0 | 0 | 0 | 0 | 0 | 0 | 0 | 0 | 0 | 0 | 0 | 0 | 0 | 0 | 0 | 0 | 0 | 0 | 0 | 0 | 0 | 0 | 0 | 0 | 0 | 0 | 0 | 0 | 0 | 0 | 0 | 0 | 0 | 0 | 0 | 0 | 0 | 0 | 0 | 0 | 0 | 0 | 0 | 0 | 0 | 0 | 0 | 0 | 0 | 0 | 0 | 0 | 0 | 0 | 0 | 0 | 0 | 0 | 0 | 0 | 0 | 0 | 0 | 0 | 0 | 0 | 0 | 0 | 0 | 0 | 0 | 0 | 0 | 0 | 0 | 0 | 0 | 0 | 0 | 0 | 0 | 0 | 0 | 0 | 0 | 0 | 0 | 0 | 0 | 0 | 0 | 0 | 0 | 0 | 0 | 0 | 0 | 0 | 0 | 0 | 0 | 0 | 0 | 0 | 0 | 0 | 0 | 0 | 0 | 0 | 0 | 0 | 0 | 0 | 0 | 0 | 0 | 0 | 0 | 0 | 0 | 0 | 0 | 0 | 0 | 0 | 0 | 0 | 0 | 0 | 0 | 0 | 0 | 0 | 0 | 0 | 0 | 0 | 0 | 0 | 0 | 0 | 0 | 0 | 0 | 0 | 0 | 0 | 0 | 0 | 0 | 0 | 0 | 0 | 0 | 0 | 0 | 0 | 0 | 0 | 0 | 0 | 0 | 0 | 0 | 0 | 0 | 0 | 0 | 0 | 0 | 0 | 0 | 0 | 0 | 0 | 0 | 0 | 0 | 0 | 0 | 0 | 0 | 0 | 0 | 0 | 0 | 0 | 0 | 0 | 0 | 0 | 0 | 0 | 0 | 0 | 0 | 0 | 0 | 0 | 0 | 0 | 0 | 0 | 0 | 0 | 0 | 0 | 0 | 0 | 0 | 0 | 0 | 0 | 0 | 0 | 0 | 0 | 0 | 0 | 0 | 0 | 0 | 0 | 0 | 0 | 0 | 0 | 0 | 0 | 0 | 0 | 0 | 0 | 0 | 0 | 0 | 0 | 0 | 0 | 0 | 0 | 0 | 0 | 0 | 0 | 0 | 0 | 0 | 0 | 0 | 0 | 0 | 0 | 0 | 0 | 0 | 0 | 0 | 0 | 0 | 0 | 0 | 0 | 0 | 0 | 0 | 0 | 0 | 0 | 0 | 0 | 0 | 0 | 0 | 0 | 0 | 0 | 0 | 0 | 0 | 0 | 0 | 0 | 0 | 0 | 0 | 0 | 0 | 0 | 0 | 0 | 0 | 0 | 0 | 0 | 0 | 0 | 0 | 0 | 0 | 0 | 0 | 0 | 0 | 0 | 0 | 0 | 0 | 0 | 0 | 0 | 0 | 0 | 0 | 0 | 0 | 0 | 0 | 0 | 0 | 0 | 0 | 0 | 0 | 0 | 0 | 0 | 0 | 0 | 0 | 0 | 0 | 0 | 0 | 0 | 0 | 0 | 0 | 0 | 0 | 0 | 0 | 0 | 0 | 0 | 0 | 0 | 0 | 0 | 0 | 0 | 0 | 0 | 0 | 0 | 0 | 0 | 0 | 0 | 0 | 0 | 0 | 0 | 0 | 0 | 0 | 0 | 0 | 0 | 0 | 0 | 0 | 0 | 0 | 0 | 0 | 0 | 0 | 0 | 0 | 0 | 0 | 0 | 0 | 0 | 0 | 0 | 0 | 0 | 0 | 0 | 0 | 0 | 0 | 0 | 0 | 0 | 0 | 0 | 0 | 0 | 0 | 0 | 0 | 0 | 0 | 0 | 0 | 0 | 0 | 0 | 0 | 0 | 0 | 0 | 0 | 0 | 0 | 0 | 0 | 0 | 0 | 0 | 0 | 0 | 0 | 0 | 0 | 0 | 0 | 0 | 0 | 0 | 0 | 0 | 0 | 0 | 0 | 0 | 0 | 0 | 0 | 0 | 0 | 0 | 0 | 0 | 0 | 0 | 0 | 0 | 0 | 0 | 0 | 0 | 0 | 0 | 0 | 0 | 0 | 0 | 0 | 0 | 0 | 0 | 0 | 0 | 0 | 0 | 0 | 0 | 0 | 0 | 0 | 0 | 0 | 0 | 0 | 0 | 0 | 0 | 0 | 0 | 0 | 0 | 0 | 0 | 0 | 0 | 0 | 0 | 0 | 0 | 0 | 0 | 0 | 0 | 0 | 0 | 0 | 0 | 0 | 0 | 0 | 0 | 0 | 0 | 0 | 0 | 0 | 0 | 0 | 0 | 0 | 0 | 0 | 0 | 0 | 0 | 0 | 0 | 0 | 0 | 0 | 0 | 0 | 0 | 0 | 0 | 0 | 0 | 0 | 0 | 0 | 0 | 0 | 0 | 0 | 0 | 0 | 0 | 0 | 0 | 0 | 0 | 0 | 0 | 0 | 0 | 0 | 0 | 0 | 0 | 0 | 0 | 0 | 0 | 0 | 0 | 0 | 0 | 0 | 0 | 0 | 0 | 0 | 0 | 0 | 0 | 0 | 0 | 0 | 0 | 0 | 0 | 0 | 0 | 0 | 0 | 0 | 0 | 0 | 0 | 0 | 0 | 0 | 0 | 0 | 0 | 0 | 0 | 0 | 0 | 0 | 0 | 0 | 0 | 0 | 0 | 0 | 0 | 0 | 0 | 0 | 0 | 0 | 0 | 0 | 0 | 0 | 0 | 0 | 0 | 0 | 0 | 0 | 0 | 0 | 0 | 0 | 0 | 0 | 0 | 0 | 0 | 0 | 0 | 0 | 0 | 0 | 0 | 0 | 0 | 0 | 0 | 0 | 0 | 0 | 0 | 0 | 0 | 0 | 0 | 0 | 0 | 0 | 0 | 0 | 0 | 0 | 0 | 0 | 0 | 0 | 0 | 0 | 0 | 0 | 0 | 0 | 0 | 0 | 0 | 0 | 0 | 0 | 0 | 0 | 0 | 0 | 0 | 0 | 0 | 0 | 0 | 0 | 0 | 0 | 0 | 0 | 0 | 0 | 0 | 0 | 0 | 0 | 0 | 0 | 0 | 0 | 0 | 0 | 0 | 0 | 0 | 0 | 0 | 0 | 0 | 0 | 0 | 0 | 0 | 0 | 0 | 0 | 0 | 0 | 0 | 0 | 0 | 0 | 0 | 0 | 0 | 0 | 0 | 0 | 0 | 0 | 0 | 0 | 0 | 0 | 0 | 0 | 0 | 0 | 0 | 0 | 0 | 0 | 0 | 0 | 0 | 0 | 0 | 0 | 0 | 0 | 0 | 0 | 0 | 0 | 0 | 0 | 0 | 0 | 0 | 0 | 0 | 0 | 0 | 0 | 0 | 0 | 0 | 0 | 0 | 0 | 0 | 0 | 0 | 0 | 0 | 0 | 0 | 0 | 0 | 0 | 0 | 0 | 0 | 0 | 0 | 0 | 0 | 0 | 0 | 0 | 0 | 0 | 0 | 0 | 0 | 0 | 0 | 0 | 0 | 0 | 0 | 0 | 0 | 0 | 0 | 0 | 0 | 0 | 0 | 0 | 0 | 0 | 0 | 0 | 0 | 0 | 0 | 0 | 0 | 0 | 0 | 0 | 0 | 0 | 0 | 0 | 0 | 0 | 0 | 0 | 0 | 0 | 0 | 0 | 0 | 0 | 0 | 0 | 0 | 0 | 0 | 0 | 0 | 0 | 0 | 0 | 0 | 0 | 0 | 0 | 0 | 0 | 0 | 0 | 0 | 0 | 0 | 0 | 0 | 0 | 0 | 0 | 0 | 0 | 0 | 0 | 0 | 0 | 0 | 0 | 0 | 0 | 0 | 0 | 0 | 0 | 0 | 0 | 0 | 0 | 0 | 0 | 0 | 0 | 0 | 0 | 0 | 0 | 0 | 0 | 0 | 0 | 0 | 0 | 0 | 0 | 0 | 0 | 0 | 0 | 0 | 0 | 0 | 0 | 0 | 0 | 0 | 0 | 0 | 0 | 0 | 0 | 0 | 0 | 0 | 0 | 0 | 0 | 0 | 0 | 0 | 0 | 0 | 0 | 0 | 0 | 0 | 0 | 0 | 0 | 0 | 0 | 0 | 0 | 0 | 0 | 0 | 0 | 0 | 0 | 0 | 0 | 0 | 0 | 0 | 0 | 0 | 0 | 0 | 0 | 0 | 0 | 0 | 0 | 0 | 0 | 0 | 0 | 0 | 0 | 0 | 0 | 0 | 0 | 0 | 0 | 0 | 0 | 0 | 0 | 0 | 0 | 0 | 0 | 0 | 0 | 0 | 0 | 0 | 0 | 0 | 0 | 0 | 0 | 0 | 0 | 0 | 0 | 0 | 0 | 0 | 0 | 0 | 0 | 0 | 0 | 0 | 0 | 0 | 0 | 0 | 0 | 0 | 0 | 0 | 0 | 0 | 0 | 0 | 0 | 0 | 0 | 0 | 0 | 0 | 0 | 0 | 0 | 0 | 0 | 0 | 0 | 0 | 0 | 0 | 0 | 0 | 0 | 0 | 0 | 0 | 0 | 0 | 0 | 0 | 0 | 0 | 0 | 0 | 0 | 0 | 0 | 0 | 0 | 0 | 0 | 0 | 0 | 0 | 0 | 0 | 0 | 0 | 0 | 0 | 0 | 0 | 0 | 0 | 0 | 0 | 0 | 0 | 0 | 0 | 0 | 0 | 0 | 0 | 0 | 0 | 0 | 0 | 0 | 0 | 0 | 0 | 0 | 0 | 0 | 0 | 0 | 0 | 0 | 0 | 0 | 0 | 0 | 0 | 0 | 0 | 0 | 0 | 0 | 0 | 0 | 0 | 0 | 0 | 0 | 0 | 0 | 0 | 0 | 0 | 0 | 0 | 0 | 0 | 0 | 0 | 0 | 0 | 0 | 0 | 0 | 0 | 0 | 0 | 0 | 0 | 0 | 0 | 0 | 0 | 0 | 0 | 0 | 0 | 0 | 0 | 0 | 0 | 0 | 0 | 0 | 0 | 0 | 0 | 0 | 0 | 0 | 0 | 0 | 0 | 0 | 0 | 0 | 0 | 0 | 0 | 0 | 0 | 0 | 0 | 0 | 0 | 0 | 0 | 0 | 0 | 0 | 0 | 0 | 0 | 0 | 0 | 0 | 0 | 0 | 0 | 0 | 0 | 0 | 0 | 0 | 0 | 0 | 0 | 0 | 0 | 0 | 0 | 0 | 0 | 0 | 0 | 0 | 0 | 0 | 0 | 0 | 0 | 0 | 0 | 0 | 0 | 0 | 0 | 0 | 0 | 0 | 0 | 0 | 0 | 0 | 0 | 0 | 0 | 0 | 0 | 0 | 0 | 0 | 0 | 0 | 0 | 0 | 0 | 0 | 0 | 0 | 0 | 0 | 0 | 0 | 0 | 0 | 0 | 0 | 0 | 0 | 0 | 0 | 0 | 0 | 0 | 0 | 0 | 0 | 0 | 0 | 0 | 0 | 0 | 0 | 0 | 0 | 0 | 0 | 0 | 0 | 0 | 0 | 0 | 0 | 0 | 0 | 0 | 0 | 0 | 0 | 0 | 0 | 0 | 0 | 0 | 0 | 0 | 0 | 0 | 0 | 0 | 0 | 0 | 0 | 0 | 0 | 0 | 0 | 0 | 0 | 0 | 0 | 0 | 0 | 0 | 0 | 0 | 0 | 0 | 0 | 0 | 0 | 0 | 0 | 0 | 0 | 0 | 0 | 0 | 0 | 0 | 0 | 0 | 0 | 0 | 0 | 0 | 0 | 0 | 0 | 0 | 0 | 0 | 0 | 0 | 0 | 0 | 0 | 0 | 0 | 0 | 0 | 0 | 0 | 0 | 0 | 0 | 0 | 0 | 0 | 0 | 0 | 0 | 0 | 0 | 0 | 0 | 0 | 0 | 0 | 0 | 0 | 0 | 0 | 0 | 0 | 0 | 0 | 0 | 0 | 0 | 0 | 0 | 0 | 0 | 0 | 0 | 0 | 0 | 0 | 0 | 0 | 0 | 0 | 0 | 0 | 0 | 0 | 0 | 0 | 0 | 0 | 0 | 0 | 0 | 0 | 0 | 0 | 0 | 0 | 0 | 0 | 0 | 0 | 0 | 0 | 0 | 0 | 0 | 0 | 0 | 0 | 0 | 0 | 0 | 0 | 0 | 0 | 0 | 0 | 0 | 0 | 0 | 0 | 0 | 0 | 0 | 0 | 0 | 0 | 0 | 0 | 0 | 0 | 0 | 0 | 0 | 0 | 0 | 0 | 0 | 0 | 0 | 0 | 0 | 0 | 0 | 0 | 0 | 0 | 0 | 0 | 0 | 0 | 0 | 0 | 0 | 0 | 0 | 0 | 0 | 0 | 0 | 0 | 0 | 0 | 0 | 0 | 0 | 0 | 0 | 0 | 0 | 0 | 0 | 0 | 0 | 0 | 0 | 0 | 0 | 0 | 0 | 0 | 0 | 0 | 0 | 0 | 0 | 0 | 0 | 0 | 0 | 0 | 0 | 0 | 0 | 0 | 0 | 0 | 0 | 0 | 0 | 0 | 0 | 0 | 0 | 0 | 0 | 0 | 0 | 0 | 0 | 0 | 0 | 0 | 0 | 0 | 0 | 0 | 0 | 0 | 0 | 0 | 0 | 0 | 0 | 0 | 0 | 0 | 0 | 0 | 0 | 0 | 0 | 0 | 0 | 0 | 0 | 0 | 0 | 0 | 0 | 0 | 0 | 0 | 0 | 0 | 0 | 0 | 0 | 0 | 0 | 0 | 0 | 0 | 0 | 0 | 0 | 0 | 0 | 0 | 0 | 0 | 0 | 0 | 0 | 0 | 0 | 0 | 0 | 0 | 0 | 0 | 0 | 0 | 0 | 0 | 0 | 0 | 0 | 0 | 0 | 0 | 0 | 0 | 0 | 0 | 0 | 0 | 0 | 0 | 0 | 0 | 0 | 0 | 0 | 0 | 0 | 0 | 0 | 0 | 0 | 0 | 0 | 0 | 0 | 0 | 0 | 0 | 0 | 0 | 0 | 0 | 0 | 0 | 0 | 0 | 0 | 0 | 0 | 0 | 0 | 0 | 0 | 0 | 0 | 0 | 0 | 0 | 0 | 0 | 0 | 0 | 0 | 0 | 0 | 0 | 0 | 0 | 0 | 0 | 0 | 0 | 0 | 0 | 0 | 0 | 0 | 0 | 0 | 0 | 0 | 0 | 0 | 0 | 0 | 0 | 0 | 0 | 0 | 0 | 0 | 0 | 0 | 0 | 0 | 0 | 0 | 0 | 0 | 0 | 0 | 0 | 0 | 0 | 0 | 0 | 0 | 0 | 0 | 0 | 0 | 0 | 0 | 0 | 0 | 0 | 0 | 0 | 0 | 0 | 0 | 0 | 0 | 0 | 0 | 0 | 0 | 0 | 0 | 0 | 0 | 0 | 0 | 0 | 0 | 0 | 0 | 0 | 0 | 0 | 0 | 0 | 0 | 0 | 0 | 0 | 0 | 0 | 0 | 0 | 0 | 0 | 0 | 0 | 0 | 0 | 0 | 0 | 0 | 0 | 0 | 0 | 0 | 0 | 0 | 0 | 0 | 0 | 0 | 0 | 0 | 0 | 0 | 0 | 0 | 0 | 0 | 0 | 0 | 0 | 0 | 0 | 0 | 0 | 0 | 0 | 0 | 0 | 0 | 0 | 0 | 0 | 0 | 0 | 0 | 0 | 0 | 0 | 0 | 0 | 0 | 0 | 0 | 0 | 0 | 0 | 0 | 0 | 0 | 0 | 0 | 0 | 0 | 0 | 0 | 0 | 0 | 0 | 0 | 0 | 0 | 0 | 0 | 0 | 0 | 0 | 0 | 0 | 0 | 0 | 0 | 0 | 0 | 0 | 0 | 0 | 0 | 0 | 0 | 0 | 0 | 0 | 0 | 0 | 0 | 0 | 0 | 0 | 0 | 0 | 0 | 0 | 0 | 0 | 0 | 0 | 0 | 0 | 0 | 0 | 0 | 0 | 0 | 0 | 0 | 0 | 0 | 0 | 0 | 0 | 0 | 0 | 0 | 0 | 0 | 0 | 0 | 0 | 0 | 0 | 0 | 0 | 0 | 0 | 0 | 0 | 0 | 0 | 0 | 0 | 0 | 0 | 0 | 0 | 0 | 0 | 0 | 0 | 0 | 0 | 0 | 0 | 0 | 0 | 0 | 0 | 0 | 0 | 0 | 0 | 0 | 0 | 0 | 0 | 0 | 0 | 0 | 0 | 0 | 0 | 0 | 0 | 0 | 0 | 0 | 0 | 0 | 0 | 0 | 0 | 0 | 0 | 0 | 0 | 0 | 0 | 0 | 0 | 0 | 0 | 0 | 0 | 0 | 0 | 0 | 0 | 0 | 0 | 0 | 0 | 0 | 0 | 0 | 0 | 0 | 0 | 0 | 0 | 0 | 0 | 0 | 0 | 0 | 0 | 0 | 0 | 0 | 0 | 0 | 0 | 0 | 0 | 0 | 0 | 0 | 0 | 0 | 0 | 0 | 0 | 0 | 0 | 0 | 0 | 0 | 0 | 0 | 0 | 0 | 0 | 0 | 0 | 0 | 0 | 0 | 0 | 0 | 0 | 0 | 0 | 0 | 0 | 0 | 0 | 0 | 0 | 0 | 0 | 0 | 0 | 0 | 0 | 0 | 0 | 0 | 0 | 0 | 0 | 0 | 0 | 0 | 0 | 0 | 0 | 0 | 0 | 0 | 0 | 0 | 0 | 0 | 0 | 0 | 0 | 0 | 0 | 0 | 0 | 0 | 0 | 0 | 0 | 0 | 0 | 0 | 0 | 0 | 0 | 0 | 0 | 0 | 0 | 0 | 0 | 0 | 0 | 0 | 0 | 0 | 0 | 0 | 0 | 0 | 0 | 0 | 0 | 0 | 0 | 0 | 0 | 0 | 0 | 0 | 0 | 0 | 0 | 0 | 0 | 0 | 0 | 0 | 0 | 0 | 0 | 0 | 0 | 0 | 0 | 0 | 0 | 0 | 0 | 0 | 0 | 0 | 0 | 0 | 0 | 0 | 0 | 0 | 0 | 0 | 0 | 0 | 0 | 0 | 0 | 0 | 0 | 0 | 0 | 0 | 0 | 0 | 0 | 0 | 0 | 0 | 0 | 0 | 0 | 0 | 0 | 0 | 0 | 0 | 0 | 0 | 0 | 0 | 0 | 0 | 0 | 0 | 0 | 0 | 0 | 0 | 0 | 0 | 0 | 0 | 0 | 0 | 0 | 0 | 0 | 0 | 0 | 0 | 0 | 0 | 0 | 0 | 0 | 0 | 0 | 0 | 0 | 0 | 0 | 0 | 0 | 0 | 0 | 0 | 0 | 0 | 0 | 0 | 0 | 0 | 0 | 0 | 0 | 0 | 0 | 0 | 0 | 0 | 0 | 0 | 0 | 0 | 0 | 0 | 0 | 0 | 0 | 0 | 0 | 0 | 0 | 0 | 0 | 0 | 0 | 0 | 0 | 0 | 0 | 0 | 0 | 0 | 0 | 0 | 0 | 0 | 0 | 0 | 0 | 0 | 0 | 0 | 0 | 0 | 0 | 0 | 0 | 0 | 0 | 0 | 0 | 0 | 0 | 0 | 0 | 0 | 0 | 0 | 0 | 0 | 0 | 0 | 0 | 0 | 0 | 0 | 0 | 0 | 0 | 0 | 0 | 0 | 0 | 0 | 0 | 0 | 0 | 0 | 0 | 0 | 0 | 0 | 0 | 0 | 0 | 0 | 0 | 0 | 0 | 0 | 0 | 0 | 0 | 0 | 0 | 0 | 0 | 0 | 0 | 0 | 0 | 0 | 0 | 0 | 0 | 0 | 0 | 0 | 0 | 0 | 0 | 0 | 0 | 0 | 0 | 0 | 0 | 0 | 0 | 0 | 0 | 0 | 0 | 0 | 0 | 0 | 0 | 0 | 0 | 0 | 0 | 0 | 0 | 0 | 0 | 0 | 0 | 0 | 0 | 0 | 0 | 0 | 0 | 0 | 0 | 0 | 0 | 0 | 0 | 0 | 0 | 0 | 0 | 0 | 0 | 0 | 0 | 0 | 0 | 0 | 0 | 0 | 0 | 0 | 0 | 0 | 0 | 0 | 0 | 0 | 0 | 0 | 0 | 0 | 0 | 0 | 0 | 0 | 0 | 0 | 0 | 0 | 0 | 0 | 0 | 0 | 0 | 0 | 0 | 0 | 0 | 0 | 0 | 0 | 0 | 0 | 0 | 0 | 0 | 0 | 0 | 0 | 0 | 0 | 0 | 0 | 0 | 0 | 0 | 0 | 0 | 0 | 0 | 0 | 0 | 0 | 0 | 0 | 0 | 0 | 0 | 0 | 0 | 0 | 0 | 0 | 0 | 0 | 0 | 0 | 0 | 0 | 0 | 0 | 0 | 0 | 0 | 0 | 0 | 0 | 0 | 0 | 0 | 0 | 0 | 0 | 0 | 0 | 0 | 0 | 0 | 0 | 0 | 0 | 0 | 0 | 0 | 0 | 0 | 0 | 0 | 0 | 0 | 0 | 0 | 0 | 0 | 0 | 0 | 0 | 0 | 0 | 0 | 0 | 0 | 0 | 0 | 0 | 0 | 0 | 0 | 0 | 0 | 0 | 0 | 0 | 0 | 0 | 0 | 0 | 0 | 0 | 0 | 0 | 0 | 0 | 0 | 0 | 0 | 0 | 0 | 0 | 0 | 0 | 0 | 0 | 0 | 0 | 0 | 0 | 0 | 0 | 0 | 0 | 0 | 0 | 0 | 0 | 0 | 0 | 0 | 0 | 0 | 0 | 0 | 0 | 0 | 0 | 0 | 0 | 0 | 0 | 0 | 0 | 0 | 0 | 0 | 0 | 0 | 0 | 0 | 0 | 0 | 0 | 0 | 0 | 0 | 0 | 0 | 0 | 0 | 0 | 0 | 0 | 0 | 0 | 0 | 0 | 0 | 0 | 0 | 0 | 0 | 0 | 0 | 0 | 0 | 0 | 0 | 0 | 0 | 0 | 0 | 0 | 0 | 0 | 0 | 0 | 0 | 0 | 0 | 0 | 0 | 0 | 0 | 0 | 0 | 0 | 0 | 0 | 0 | 0 | 0 | 0 | 0 | 0 | 0 | 0 | 0 | 0 | 0 | 0 | 0 | 0 | 0 | 0 | 0 | 0 | 0 | 0 | 0 | 0 | 0 | 0 | 0 | 0 | 0 | 0 | 0 | 0 | 0 | 0 | 0 | 0 | 0 | 0 | 0 | 0 | 0 | 0 | 0 | 0 | 0 | 0 | 0 | 0 | 0 | 0 | 0 | 0 | 0 | 0 | 0 | 0 | 0 | 0 | 0 | 0 | 0 | 0 | 0 | 0 | 0 | 0 | 0 | 0 | 0 | 0 | 0 | 0 | 0 | 0 | 0 | 0 | 0 | 0 | 0 | 0 | 0 | 0 | 0 | 0 | 0 | 0 | 0 | 0 | 0 | 0 | 0 | 0 | 0 | 0 | 0 | 0 | 0 | 0 | 0 | 0 | 0 | 0 | 0 | 0 | 0 | 0 | 0 | 0 | 0 | 0 | 0 | 0 | 0 | 0 | 0 | 0 | 0 | 0 | 0 | 0 | 0 | 0 | 0 | 0 | 0 | 0 | 0 | 0 | 0 | 0 | 0 | 0 | 0 | 0 | 0 | 0 | 0 | 0 | 0 | 0 | 0 | 0 | 0 | 0 | 0 | 0 | 0 | 0 | 0 | 0 | 0 | 0 | 0 | 0 | 0 | 0 | 0 | 0 | 0 | 0 | 0 | 0 | 0 | 0 | 0 | 0 | 0 | 0 | 0 | 0 | 0 | 0 | 0 | 0 | 0 | 0 | 0 | 0 | 0 | 0 | 0 | 0 | 0 | 0 | 0 | 0 | 0 | 0 | 0 | 0 | 0 | 0 | 0 | 0 | 0 | 0 | 0 | 0 | 0 | 0 | 0 | 0 | 0 | 0 | 0 | 0 | 0 | 0 | 0 | 0 | 0 | 0 | 0 | 0 | 0 | 0 | 0 | 0 | 0 | 0 | 0 | 0 | 0 | 0 | 0 | 0 | 0 | 0 | 0 | 0 | 0 | 0 | 0 | 0 | 0 | 0 | 0 | 0 | 0 | 0 | 0 | 0 | 0 | 0 | 0 | 0 | 0 | 0 | 0 | 0 | 0 | 0 | 0 | 0 | 0 | 0 | 0 | 0 | 0 | 0 | 0 | 0 | 0 | 0 | 0 | 0 | 0 | 0 | 0 | 0 | 0 | 0 | 0 | 0 | 0 | 0 | 0 | 0 | 0 | 0 | 0 | 0 | 0 | 0 | 0 | 0 | 0 | 0 | 0 | 0 | 0 | 0 | 0 | 0 | 0 | 0 | 0 | 0 | 0 | 0 | 0 | 0 | 0 | 0 | 0 | 0 | 0 | 0 | 0 | 0 | 0 | 0 | 0 | 0 | 0 | 0 | 0 | 0 | 0 | 0 | 0 | 0 | 0 | 0 | 0 | 0 | 0 | 0 | 0 | 0 | 0 | 0 | 0 | 0 | 0 | 0 | 0 | 0 | 0 | 0 | 0 | 0 | 0 | 0 | 0 | 0 | 0 | 0 | 0 | 0 | 0 | 0 | 0 | 0 | 0 | 0 | 0 | 0 | 0 | 0 | 0 | 0 | 0 | 0 | 0 | 0 | 0 | 0 | 0 | 0 | 0 | 0 | 0 | 0 | 0 | 0 | 0 | 0 | 0 | 0 | 0 | 0 | 0 | 0 | 0 | 0 | 0 | 0 | 0 | 0 | 0 | 0 | 0 | 0 | 0 | 0 | 0 | 0 | 0 | 0 | 0 | 0 | 0 | 0 | 0 | 0 | 0 | 0 | 0 | 0 | 0 | 0 | 0 | 0 | 0 | 0 | 0 | 0 | 0 | 0 | 0 | 0 | 0 | 0 | 0 | 0 | 0 | 0 | 0 | 0 | 0 | 0 | 0 | 0 | 0 | 0 | 0 | 0 | 0 | 0 | 0 | 0 | 0 | 0 | 0 | 0 | 0 | 0 | 0 | 0 | 0 | 0 | 0 | 0 | 0 | 0 | 0 | 0 | 0 | 0 | 0 | 0 | 0 | 0 | 0 | 0 | 0 | 0 | 0 | 0 | 0 | 0 | 0 | 0 | 0 | 0 | 0 | 0 | 0 | 0 | 0 | 0 | 0 | 0 | 0 | 0 | 0 | 0 | 0 | 0 | 0 | 0 | 0 | 0 | 0 | 0 | 0 | 0 | 0 | 0 | 0 | 0 | 0 | 0 | 0 | 0 | 0 | 0 | 0 | 0 | 0 | 0 | 0 | 0 | 0 | 0 | 0 | 0 | 0 | 0 | 0 | 0 | 0 | 0 | 0 | 0 | 0 | 0 | 0 | 0 | 0 | 0 | 0 | 0 | 0 | 0 | 0 | 0 | 0 | 0 | 0 | 0 | 0 | 0 | 0 | 0 | 0 | 0 | 0 | 0 | 0 | 0 | 0 | 0 | 0 | 0 | 0 | 0 | 0 | 0 | 0 | 0 | 0 | 0 | 0 | 0 | 0 | 0 | 0 | 0 | 0 | 0 | 0 | 0 | 0 | 0 | 0 | 0 | 0 | 0 | 0 | 0 | 0 | 0 | 0 | 0 | 0 | 0 | 0 | 0 | 0 | 0 | 0 | 0 | 0 | 0 | 0 | 0 | 0 | 0 | 0 | 0 | 0 | 0 | 0 | 0 | 0 | 0 | 0 | 0 | 0 | 0 | 0 | 0 | 0 | 0 | 0 | 0 | 0 | 0 | 0 | 0 | 0 | 0 | 0 | 0 | 0 | 0 | 0 | 0 | 0 | 0 | 0 | 0 | 0 | 0 | 0 | 0 | 0 | 0 | 0 | 0 | 0 | 0 | 0 | 0 | 0 | 0 | 0 | 0 | 0 | 0 | 0 | 0 | 0 | 0 | 0 | 0 | 0 | 0 | 0 | 0 | 0 | 0 | 0 | 0 | 0 | 0 | 0 | 0 | 0 | 0 | 0 | 0 | 0 | 0 | 0 | 0 | 0 | 0 | 0 | 0 | 0 | 0 | 0 | 0 | 0 | 0 | 0 | 0 | 0 | 0 | 0 | 0 | 0 | 0 | 0 | 0 | 0 | 0 | 0 | 0 | 0 | 0 | 0 | 0 | 0 | 0 | 0 | 0 | 0 | 0 | 0 | 0 | 0 | 0 | 0 | 0 | 0 | 0 | 0 | 0 | 0 | 0 | 0 | 0 | 0 | 0 | 0 | 0 | 0 | 0 | 0 | 0 | 0 | 0 | 0 | 0 | 0 | 0 | 0 | 0 | 0 | 0 | 0 | 0 | 0 | 0 | 0 | 0 | 0 | 0 | 0 | 0 | 0 | 0 | 0 | 0 | 0 | 0 | 0 | 0 | 0 | 0 | 0 | 0 | 0 | 0 | 0 | 0 | 0 | 0 | 0 | 0 | 0 | 0 | 0 | 0 | 0 | 0 | 0 | 0 | 0 | 0 | 0 | 0 | 0 | 0 | 0 | 0 | 0 | 0 | 0 | 0 | 0 | 0 | 0 | 0 | 0 | 0 | 0 | 0 | 0 | 0 | 0 | 0 | 0 | 0 | 0 | 0 | 0 | 0 | 0 | 0 | 0 | 0 | 0 | 0 | 0 | 0 | 0 | 0 | 0 | 0 | 0 | 0 | 0 | 0 | 0 | 0 | 0 | 0 | 0 | 0 | 0 | 0 | 0 | 0 | 0 | 0 | 0 | 0 | 0 | 0 | 0 | 0 | 0 | 0 | 0 | 0 | 0 | 0 | 0 | 0 | 0 | 0 | 0 | 0 | 0 | 0 | 0 | 0 | 0 | 0 | 0 | 0 | 0 | 0 | 0 | 0 | 0 | 0 | 0 | 0 | 0 | 0 | 0 | 0 | 0 | 0 | 0 | 0 | 0 | 0 | 0 | 0 | 0 | 0 | 0 | 0 | 0 | 0 | 0 | 0 | 0 | 0 | 0 | 0 | 0 | 0 | 0 | 0 | 0 | 0 | 0 | 0 | 0 | 0 | 0 | 0 | 0 | 0 | 0 | 0 | 0 | 0 | 0 | 0 | 0 | 0 | 0 | 0 | 0 | 0 | 0 | 0 | 0 | 0 | 0 | 0 | 0 | 0 | 0 | 0 | 0 | 0 | 0 | 0 | 0 | 0 | 0 | 0 | 0 | 0 | 0 | 0 | 0 | 0 | 0 | 0 | 0 | 0 | 0 | 0 | 0 | 0 | 0 | 0 | 0 | 0 | 0 | 0 | 0 | 0 | 0 | 0 | 0 | 0 | 0 | 0 | 0 | 0 | 0 | 0 | 0 | 0 | 0 | 0 | 0 | 0 | 0 | 0 | 0 | 0 | 0 | 0 | 0 | 0 | 0 | 0 | 0 | 0 | 0 | 0 | 0 | 0 | 0 | 0 | 0 | 0 | 0 | 0 | 0 | 0 | 0 | 0 | 0 | 0 | 0 | 0 | 0 | 0 | 0 | 0 | 0 | 0 | 0 | 0 | 0 | 0 | 0 | 0 | 0 | 0 | 0 | 0 | 0 | 0 | 0 | 0 | 0 | 0 | 0 | 0 | 0 | 0 | 0 | 0 | 0 | 0 | 0 | 0 | 0 | 0 | 0 | 0 | 0 | 0 | 0 | 0 | 0 | 0 | 0 | 0 | 0 | 0 | 0 | 0 | 0 | 0 | 0 | 0 | 0 | 0 | 0 | 0 | 0 | 0 | 0 | 0 | 0 | 0 | 0 | 0 | 0 | 0 | 0 | 0 | 0 | 0 | 0 | 0 | 0 | 0 | 0 | 0 | 0 | 0 | 0 | 0 | 0 | 0 | 0 | 0 | 0 | 0 | 0 | 0 | 0 | 0 | 0 | 0 | 0 | 0 | 0 | 0 | 0 | 0 | 0 | 0 | 0 | 0 | 0 | 0 | 0 | 0 | 0 | 0 | 0 | 0 | 0 | 0 | 0 | 0 | 0 | 0 | 0 | 0 | 0 | 0 | 0 | 0 | 0 | 0 | 0 | 0 | 0 | 0 | 0 | 0 | 0 | 0 | 0 | 0 | 0 | 0 | 0 | 0 | 0 | 0 | 0 | 0 | 0 | 0 | 0 | 0 | 0 | 0 | 0 | 0 | 0 | 0 | 0 | 0 | 0 | 0 | 0 | 0 | 0 | 0 | 0 | 0 | 0 | 0 | 0 | 0 | 0 | 0 | 0 | 0 | 0 | 0 | 0 | 0 | 0 | 0 | 0 | 0 | 0 | 0 | 0 | 0 | 0 | 0 | 0 | 0 | 0 | 0 | 0 | 0 | 0 | 0 | 0 | 0 | 0 | 0 | 0 | 0 | 0 | 0 | 0 | 0 | 0 | 0 | 0 | 0 | 0 | 0 | 0 | 0 | 0 | 0 | 0 | 0 | 0 | 0 | 0 | 0 | 0 | 0 | 0 | 0 | 0 | 0 | 0 | 0 | 0 | 0 | 0 | 0 | 0 | 0 | 0 | 0 | 0 | 0 | 0 | 0 | 0 | 0 | 0 | 0 | 0 | 0 | 0 | 0 | 0 | 0 | 0 | 0 | 0 | 0 | 0 | 0 | 0 | 0 | 0 | 0 | 0 | 0 | 0 | 0 | 0 | 0 | 0 | 0 | 0 | 0 | 0 | 0 | 0 | 0 | 0 | 0 | 0 | 0 | 0 | 0 | 0 | 0 | 0 | 0 | 0 | 0 | 0 | 0 | 0 | 0 | 0 | 0 | 0 | 0 | 0 | 0 | 0 | 0 | 0 | 0 | 0 | 0 | 0 | 0 | 0 | 0 | 0 | 0 | 0 | 0 | 0 | 0 | 0 | 0 | 0 | 0 | 0 | 0 | 0 | 0 | 0 | 0 | 0 | 0 | 0 | 0 | 0 | 0 | 0 | 0 | 0 | 0 | 0 | 0 | 0 | 0 | 0 | 0 | 0 | 0 | 0 | 0 | 0 | 0 | 0 | 0 | 0 | 0 | 0 | 0 | 0 | 0 | 0 | 0 | 0 | 0 | 0 | 0 | 0 | 0 | 0 | 0 | 0 | 0 | 0 | 0 | 0 | 0 | 0 | 0 | 0 | 0 | 0 | 0 | 0 | 0 | 0 | 0 | 0 | 0 | 0 | 0 | 0 | 0 | 0 | 0 | 0 | 0 | 0 | 0 | 0 | 0 | 0 | 0 | 0 | 0 | 0 | 0 | 0 | 0 | 0 | 0 | 0 | 0 | 0 | 0 | 0 | 0 | 0 | 0 | 0 | 0 | 0 | 0 | 0 | 0 | 0 | 0 | 0 | 0 | 0 | 0 | 0 | 0 | 0 | 0 | 0 | 0 | 0 | 0 | 0 | 0 | 0 | 0 | 0 | 0 | 0 | 0 | 0 | 0 | 0 | 0 | 0 | 0 | 0 | 0 | 0 | 0 | 0 | 0 | 0 | 0 | 0 | 0 | 0 | 0 | 0 | 0 | 0 | 0 | 0 | 0 | 0 | 0 | 0 | 0 | 0 | 0 | 0 | 0 | 0 | 0 | 0 | 0 | 0 | 0 | 0 | 0 | 0 | 0 | 0 | 0 | 0 | 0 | 0 | 0 | 0 | 0 | 0 | 0 | 0 | 0 | 0 | 0 | 0 | 0 | 0 | 0 | 0 | 0 | 0 | 0 | 0 | 0 | 0 | 0 | 0 | 0 | 0 | 0 | 0 | 0 | 0 | 0 | 0 | 0 | 0 | 0 | 0 | 0 | 0 | 0 | 0 | 0 | 0 | 0 | 0 | 0 | 0 | 0 | 0 | 0 | 0 | 0 | 0 | 0 | 0 | 0 | 0 | 0 | 0 | 0 | 0 | 0 | 0 | 0 | 0 | 0 | 0 | 0 | 0 | 0 | 0 | 0 | 0 | 0 | 0 | 0 | 0 | 0 | 0 | 0 | 0 | 0 | 0 | 0 | 0 | 0 | 0 | 0 | 0 | 0 | 0 | 0 | 0 | 0 | 0 | 0 | 0 | 0 | 0 | 0 | 0 | 0 | 0 | 0 | 0 | 0 | 0 | 0 | 0 | 0 | 0 | 0 | 0 | 0 | 0 | 0 | 0 | 0 | 0 | 0 | 0 | 0 | 0 | 0 | 0 | 0 | 0 | 0 | 0 | 0 | 0 | 0 | 0 | 0 | 0 | 0 | 0 | 0 | 0 | 0 | 0 | 0 | 0 | 0 | 0 | 0 | 0 | 0 | 0 | 0 | 0 | 0 | 0 | 0 | 0 | 0 | 0 | 0 | 0 | 0 | 0 | 0 | 0 | 0 | 0 | 0 | 0 | 0 | 0 | 0 | 0 | 0 | 0 | 0 | 0 | 0 | 0 | 0 | 0 | 0 | 0 | 0 | 0 | 0 | 0 | 0 | 0 | 0 | 0 | 0 | 0 | 0 | 0 | 0 | 0 | 0 | 0 | 0 | 0 | 0 | 0 | 0 | 0 | 0 | 0 | 0 | 0 | 0 | 0 | 0 | 0 | 0 | 0 | 0 | 0 | 0 | 0 | 0 | 0 | 0 | 0 | 0 | 0 | 0 | 0 | 0 | 0 | 0 | 0 | 0 | 0 | 0 | 0 | 0 | 0 | 0 | 0 | 0 | 0 | 0 | 0 | 0 | 0 | 0 | 0 | 0 | 0 | 0 | 0 | 0 | 0 | 0 | 0 | 0 | 0 | 0 | 0 | 0 | 0 | 0 | 0 | 0 | 0 | 0 | 0 | 0 | 0 | 0 | 0 | 0 | 0 | 0 | 0 | 0 | 0 | 0 | 0 | 0 | 0 | 0 | 0 | 0 | 0 | 0 | 0 | 0 | 0 | 0 | 0 | 0 | 0 | 0 | 0 | 0 | 0 | 0 | 0 | 0 | 0 | 0 | 0 | 0 | 0 | 0 | 0 | 0 | 0 | 0 | 0 | 0 | 0 | 0 | 0 | 0 | 0 | 0 | 0 | 0 | 0 | 0 | 0 | 0 | 0 | 0 | 0 | 0 | 0 | 0 | 0 | 0 | 0 | 0 | 0 | 0 | 0 | 0 | 0 | 0 | 0 | 0 | 0 | 0 | 0 | 0 | 0 | 0 | 0 | 0 | 0 | 0 | 0 | 0 | 0 | 0 | 0 | 0 | 0 | 0 | 0 | 0 | 0 | 0 | 0 | 0 | 0 | 0 | 0 | 0 | 0 | 0 | 0 | 0 | 0 | 0 | 0 | 0 | 0 | 0 | 0 | 0 | 0 | 0 | 0 | 0 | 0 | 0 | 0 | 0 | 0 | 0 | 0 | 0 | 0 | 0 | 0 | 0 | 0 | 0 | 0 | 0 | 0 | 0 | 0 | 0 | 0 | 0 | 0 | 0 | 0 | 0 | 0 | 0 | 0 | 0 | 0 | 0 | 0 | 0 | 0 | 0 | 0 | 0 | 0 | 0 | 0 | 0 | 0 | 0 | 0 | 0 | 0 | 0 | 0 | 0 | 0 | 0 | 0 | 0 | 0 | 0 | 0 | 0 | 0 | 0 | 0 | 0 | 0 | 0 | 0 | 0 | 0 | 0 | 0 | 0 | 0 | 0 | 0 | 0 | 0 | 0 | 0 | 0 | 0 | 0 | 0 | 0 | 0 | 0 | 0 | 0 | 0 | 0 | 0 | 0 | 0 | 0 | 0 | 0 | 0 | 0 | 0 | 0 | 0 | 0 | 0 | 0 | 0 | 0 | 0 | 0 | 0 | 0 | 0 | 0 | 0 | 0 | 0 | 0 | 0 | 0 | 0 | 0 | 0 | 0 | 0 | 0 | 0 | 0 | 0 | 0 | 0 | 0 | 0 | 0 | 0 | 0 | 0 | 0 | 0 | 0 | 0 | 0 | 0 | 0 | 0 | 0 | 0 | 0 | 0 | 0 | 0 | 0 | 0 | 0 | 0 | 0 | 0 | 0 | 0 | 0 | 0 | 0 | 0 | 0 | 0 | 0 | 0 | 0 | 0 | 0 | 0 | 0 | 0 | 0 | 0 | 0 | 0 | 0 | 0 | 0 | 0 | 0 | 0 | 0 | 0 | 0 | 0 | 0 | 0 | 0 | 0 | 0 | 0 | 0 | 0 | 0 | 0 | 0 | 0 | 0 | 0 | 0 | 0 | 0 | 0 | 0 | 0 | 0 | 0 | 0 | 0 | 0 | 0 | 0 | 0 | 0 | 0 | 0 | 0 | 0 | 0 | 0 | 0 | 0 | 0 | 0 | 0 | 0 | 0 | 0 | 0 | 0 | 0 | 0 | 0 | 0 | 0 | 0 | 0 | 0 | 0 | 0 | 0 | 0 | 0 | 0 | 0 | 0 | 0 | 0 | 0 | 0 | 0 | 0 | 0 | 0 | 0 | 0 | 0 | 0 | 0 | 0 | 0 | 0 | 0 | 0 | 0 | 0 | 0 | 0 | 0 | 0 | 0 | 0 | 0 | 0 | 0 | 0 | 0 | 0 | 0 | 0 | 0 | 0 | 0 | 0 | 0 | 0 | 0 | 0 | 0 | 0 | 0 | 0 | 0 | 0 | 0 | 0 | 0 | 0 | 0 | 0 | 0 | 0 | 0 | 0 | 0 | 0 | 0 | 0 | 0 | 0 | 0 | 0 | 0 | 0 | 0 | 0 | 0 | 0 | 0 | 0 | 0 | 0 | 0 | 0 | 0 | 0 | 0 | 0 | 0 | 0 | 0 | 0 | 0 | 0 | 0 | 0 | 0 | 0 | 0 | 0 | 0 | 0 | 0 | 0 | 0 | 0 | 0 | 0 | 0 | 0 | 0 | 0 | 0 | 0 | 0 | 0 | 0 | 0 | 0 | 0 | 0 | 0 | 0 | 0 | 0 | 0 | 0 | 0 | 0 | 0 | 0 | 0 | 0 | 0 | 0 | 0 | 0 | 0 | 0 | 0 | 0 | 0 | 0 | 0 | 0 | 0 | 0 | 0 | 0 | 0 | 0 | 0 | 0 | 0 | 0 | 0 | 0 | 0 | 0 | 0 | 0 | 0 | 0 | 0 | 0 | 0 | 0 | 0 | 0 | 0 | 0 | 0 | 0 | 0 | 0 | 0 | 0 | 0 | 0 | 0 | 0 | 0 | 0 | 0 | 0 | 0 | 0 | 0 | 0 | 0 | 0 | 0 | 0 | 0 | 0 | 0 | 0 | 0 | 0 | 0 | 0 | 0 | 0 | 0 | 0 | 0 | 0 | 0 | 0 | 0 | 0 | 0 | 0 | 0 | 0 | 0 | 0 | 0 | 0 | 0 | 0 | 0 | 0 | 0 | 0 | 0 | 0 | 0 | 0 | 0 | 0 | 0 | 0 | 0 | 0 | 0 | 0 | 0 | 0 | 0 | 0 | 0 | 0 | 0 | 0 | 0 | 0 | 0 | 0 | 0 | 0 | 0 | 0 | 0 | 0 | 0 | 0 | 0 | 0 | 0 | 0 | 0 | 0 | 0 | 0 | 0 | 0 | 0 | 0 | 0 | 0 | 0 | 0 | 0 | 0 | 0 | 0 | 0 | 0 | 0 | 0 | 0 | 0 | 0 | 0 | 0 | 0 | 0 | 0 | 0 | 0 | 0 | 0 | 0 | 0 | 0 | 0 | 0 | 0 | 0 | 0 | 0 | 0 | 0 | 0 | 0 | 0 | 0 | 0 | 0 | 0 | 0 | 0 | 0 | 0 | 0 | 0 | 0 | 0 | 0 | 0 | 0 | 0 | 0 | 0 | 0 | 0 | 0 | 0 | 0 | 0 | 0 | 0 | 0 | 0 | 0 | 0 | 0 | 0 | 0 | 0 | 0 | 0 | 0 | 0 | 0 | 0 | 0 | 0 | 0 | 0 | 0 | 0 | 0 | 0 | 0 | 0 | 0 | 0 | 0 | 0 | 0 | 0 | 0 | 0 | 0 | 0 | 0 | 0 | 0 | 0 | 0 | 0 | 0 | 0 | 0 | 0 | 0 | 0 | 0 | 0 | 0 | 0 | 0 | 0 | 0 | 0 | 0 | 0 | 0 | 0 | 0 | 0 | 0 | 0 | 0 | 0 | 0 | 0 | 0 | 0 | 0 | 0 | 0 | 0 | 0 | 0 | 0 | 0 | 0 | 0 | 0 | 0 | 0 | 0 | 0 | 0 | 0 | 0 | 0 | 0 | 0 | 0 | 0 | 0 | 0 | 0 | 0 | 0 | 0 | 0 | 0 | 0 | 0 | 0 | 0 | 0 | 0 | 0 | 0 | 0 | 0 | 0 | 0 | 0 | 0 | 0 | 0 | 0 | 0 | 0 | 0 | 0 | 0 | 0 | 0 | 0 | 0 | 0 | 0 | 0 | 0 | 0 | 0 | 0 | 0 | 0 | 0 | 0 | 0 | 0 | 0 | 0 | 0 | 0 | 0 | 0 | 0 | 0 | 0 | 0 | 0 | 0 | 0 | 0 | 0 | 0 | 0 | 0 | 0 | 0 | 0 | 0 | 0 | 0 | 0 | 0 | 0 | 0 | 0 | 0 | 0 | 0 | 0 | 0 | 0 | 0 | 0 | 0 | 0 | 0 | 0 | 0 | 0 | 0 | 0 | 0 | 0 | 0 | 0 | 0 | 0 | 0 | 0 | 0 | 0 | 0 | 0 | 0 | 0 | 0 | 0 | 0 | 0 | 0 | 0 | 0 | 0 | 0 | 0 | 0 | 0 | 0 | 0 | 0 | 0 | 0 | 0 | 0 | 0 | 0 | 0 | 0 | 0 | 0 | 0 | 0 | 0 | 0 | 0 | 0 | 0 | 0 | 0 | 0 | 0 | 0 | 0 | 0 | 0 | 0 | 0 | 0 | 0 | 0 | 0 | 0 | 0 | 0 | 0 | 0 | 0 | 0 | 0 | 0 | 0 | 0 | 0 | 0 | 0 | 0 | 0 | 0 | 0 | 0 | 0 | 0 | 0 | 0 | 0 | 0 | 0 | 0 | 0 | 0 | 0 | 0 | 0 | 0 | 0 | 0 | 0 | 0 | 0 | 0 | 0 | 0 | 0 | 0 | 0 | 0 | 0 | 0 | 0 | 0 | 0 | 0 | 0 | 0 | 0 | 0 | 0 | 0 | 0 | 0 | 0 | 0 | 0 | 0 | 0 | 0 | 0 | 0 | 0 | 0 | 0 | 0 | 0 | 0 | 0 | 0 | 0 | 0 | 0 | 0 | 0 | 0 | 0 | 0 | 0 | 0 | 0 | 0 | 0 | 0 | 0 | 0 | 0 | 0 | 0 | 0 | 0 | 0 | 0 | 0 | 0 | 0 | 0 | 0 | 0 | 0 | 0 | 0 | 0 | 0 | 0 | 0 | 0 | 0 | 0 | 0 | 0 | 0 | 0 | 0 | 0 | 0 | 0 | 0 | 0 | 0 | 0 | 0 | 0 | 0 | 0 | 0 | 0 | 0 | 0 | 0 | 0 | 0 | 0 | 0 | 0 | 0 | 0 | 0 | 0 | 0 | 0 | 0 | 0 | 0 | 0 | 0 | 0 | 0 | 0 | 0 | 0 | 0 | 0 | 0 | 0 | 0 | 0 | 0 | 0 | 0 | 0 | 0 | 0 | 0 | 0 | 0 | 0 | 0 | 0 | 0 | 0 | 0 | 0 | 0 | 0 | 0 | 0 | 0 | 0 | 0 | 0 | 0 | 0 | 0 | 0 | 0 | 0 | 0 | 0 | 0 | 0 | 0 | 0 | 0 | 0 | 0 | 0 | 0 | 0 | 0 | 0 | 0 | 0 | 0 | 0 | 0 | 0 | 0 | 0 | 0 | 0 | 0 | 0 | 0 | 0 | 0 | 0 | 0 | 0 | 0 | 0 | 0 | 0 | 0 | 0 | 0 | 0 | 0 | 0 | 0 | 0 | 0 | 0 | 0 | 0 | 0 | 0 | 0 | 0 | 0 | 0 | 0 | 0 | 0 | 0 | 0 | 0 | 0 | 0 | 0 | 0 | 0 | 0 | 0 | 0 | 0 | 0 | 0 | 0 | 0 | 0 | 0 | 0 | 0 | 0 | 0 | 0 | 0 | 0 | 0 | 0 | 0 | 0 | 0 | 0 | 0 | 0 | 0 | 0 | 0 | 0 | 0 | 0 | 0 | 0 | 0 | 0 | 0 | 0 | 0 | 0 | 0 | 0 | 0 | 0 | 0 | 0 | 0 | 0 | 0 | 0 | 0 | 0 | 0 | 0 | 0 | 0 | 0 | 0 | 0 | 0 | 0 | 0 | 0 | 0 | 0 | 0 | 0 | 0 | 0 | 0 | 0 | 0 | 0 | 0 | 0 | 0 | 0 | 0 | 0 | 0 | 0 | 0 | 0 | 0 | 0 | 0 | 0 | 0 | 0 | 0 | 0 | 0 | 0 | 0 | 0 | 0 | 0 | 0 | 0 | 0 | 0 | 0 | 0 | 0 | 0 | 0 | 0 | 0 | 0 | 0 | 0 | 0 | 0 | 0 | 0 | 0 | 0 | 0 | 0 | 0 | 0 | 0 | 0 | 0 | 0 | 0 | 0 | 0 | 0 | 0 | 0 | 0 | 0 | 0 | 0 | 0 | 0 | 0 | 0 | 0 | 0 | 0 | 0 | 0 | 0 | 0 | 0 | 0 | 0 | 0 | 0 | 0 | 0 | 0 | 0 | 0 | 0 | 0 | 0 | 0 | 0 | 0 | 0 | 0 | 0 | 0 | 0 | 0 | 0 | 0 | 0 | 0 | 0 | 0 | 0 | 0 | 0 | 0 | 0 | 0 | 0 | 0 | 0 | 0 | 0 | 0 | 0 | 0 | 0 | 0 | 0 | 0 | 0 | 0 | 0 | 0 | 0 | 0 | 0 | 0 | 0 | 0 | 0 | 0 | 0 | 0 | 0 | 0 | 0 | 0 | 0 | 0 | 0 | 0 | 0 | 0 | 0 | 0 | 0 | 0 | 0 | 0 | 0 | 0 | 0 | 0 | 0 | 0 | 0 | 0 | 0 | 0 | 0 | 0 | 0 | 0 | 0 | 0 | 0 | 0 | 0 | 0 | 0 | 0 | 0 | 0 | 0 | 0 | 0 | 0 | 0 | 0 | 0 | 0 | 0 | 0 | 0 | 0 | 0 | 0 | 0 | 0 | 0 | 0 | 0 | 0 | 0 | 0 | 0 | 0 | 0 | 0 | 0 | 0 | 0 | 0 | 0 | 0 | 0 | 0 | 0 | 0 | 0 | 0 | 0 | 0 | 0 | 0 | 0 | 0 | 0 | 0 | 0 | 0 | 0 | 0 | 0 | 0 | 0 | 0 | 0 | 0 | 0 | 0 | 0 | 0 | 0 | 0 | 0 | 0 | 0 | 0 | 0 | 0 | 0 | 0 | 0 | 0 | 0 | 0 | 0 | 0 | 0 | 0 | 0 | 0 | 0 | 0 | 0 | 0 | 0 | 0 | 0 | 0 | 0 | 0 | 0 | 0 | 0 | 0 | 0 | 0 | 0 | 0 | 0 | 0 | 0 | 0 | 0 | 0 | 0 | 0 | 0 | 0 | 0 | 0 | 0 | 0 | 0 | 0 | 0 | 0 | 0 | 0 | 0 | 0 | 0 | 0 | 0 | 0 | 0 | 0 | 0 | 0 | 0 | 0 | 0 | 0 | 0 | 0 | 0 | 0 | 0 | 0 | 0 | 0 | 0 | 0 | 0 | 0 | 0 | 0 | 0 | 0 | 0 | 0 | 0 | 0 | 0 | 0 | 0 | 0 | 0 | 0 | 0 | 0 | 0 | 0 | 0 | 0 | 0 | 0 | 0 | 0 | 0 | 0 | 0 | 0 | 0 | 0 | 0 | 0 | 0 | 0 | 0 | 0 | 0 | 0 | 0 | 0 | 0 | 0 | 0 | 0 | 0 | 0 | 0 | 0 | 0 | 0 | 0 | 0 | 0 | 0 | 0 | 0 | 0 | 0 | 0 | 0 | 0 | 0 | 0 | 0 | 0 | 0 | 0 | 0 | 0 | 0 | 0 | 0 | 0 | 0 | 0 | 0 | 0 | 0 | 0 | 0 | 0 | 0 | 0 | 0 | 0 | 0 | 0 | 0 | 0 | 0 | 0 | 0 | 0 | 0 | 0 | 0 | 0 | 0 | 0 | 0 | 0 | 0 | 0 | 0 | 0 | 0 | 0 | 0 | 0 | 0 | 0 | 0 | 0 | 0 | 0 | 0 | 0 | 0 | 0 | 0 | 0 | 0 | 0 | 0 | 0 | 0 | 0 | 0 | 0 | 0 | 0 | 0 | 0 | 0 | 0 | 0 | 0 | 0 | 0 | 0 | 0 | 0 | 0 | 0 | 0 | 0 | 0 | 0 | 0 | 0 | 0 | 0 | 0 | 0 | 0 | 0 | 0 | 0 | 0 | 0 | 0 | 0 | 0 | 0 | 0 | 0 | 0 | 0 | 0 | 0 | 0 | 0 | 0 | 0 | 0 | 0 | 0 | 0 | 0 | 0 | 0 | 0 | 0 | 0 | 0 | 0 | 0 | 0 | 0 | 0 | 0 | 0 | 0 | 0 | 0 | 0 | 0 | 0 | 0 | 0 | 0 | 0 | 0 | 0 | 0 | 0 | 0 | 0 | 0 | 0 | 0 | 0 | 0 | 0 | 0 | 0 | 0 | 0 | 0 | 0 | 0 | 0 | 0 | 0 | 0 | 0 | 0 | 0 | 0 | 0 | 0 | 0 | 0 | 0 | 0 | 0 | 0 | 0 | 0 | 0 | 0 | 0 | 0 | 0 | 0 | 0 | 0 | 0 | 0 | 0 | 0 | 0 | 0 | 0 | 0 | 0 | 0 | 0 | 0 | 0 | 0 | 0 | 0 | 0 | 0 | 0 | 0 | 0 | 0 | 0 | 0 | 0 | 0 | 0 | 0 | 0 | 0 | 0 | 0 | 0 | 0 | 0 | 0 | 0 | 0 | 0 | 0 | 0 | 0 | 0 | 0 | 0 | 0 | 0 | 0 | 0 | 0 | 0 | 0 | 0 | 0 | 0 | 0 | 0 | 0 | 0 | 0 | 0 | 0 | 0 | 0 | 0 | 0 | 0 | 0 | 0 | 0 | 0 | 0 | 0 | 0 | 0 | 0 | 0 | 0 | 0 | 0 | 0 | 0 | 0 | 0 | 0 | 0 | 0 | 0 | 0 | 0 | 0 | 0 | 0 | 0 | 0 | 0 | 0 | 0 | 0 | 0 | 0 | 0 | 0 | 0 | 0 | 0 | 0 | 0 | 0 | 0 | 0 | 0 | 0 | 0 | 0 | 0 | 0 | 0 | 0 | 0 | 0 | 0 | 0 | 0 | 0 | 0 | 0 | 0 | 0 | 0 | 0 | 0 | 0 | 0 | 0 | 0 | 0 | 0 | 0 | 0 | 0 | 0 | 0 | 0 | 0 | 0 | 0 | 0 | 0 | 0 | 0 | 0 | 0 | 0 | 0 | 0 | 0 | 0 | 0 | 0 | 0 | 0 | 0 | 0 | 0 | 0 | 0 | 0 | 0 | 0 | 0 | 0 | 0 | 0 | 0 | 0 | 0 | 0 | 0 | 0 | 0 | 0 | 0 | 0 | 0 | 0 | 0 | 0 | 0 | 0 | 0 | 0 | 0 | 0 | 0 | 0 | 0 | 0 | 0 | 0 | 0 | 0 | 0 | 0 | 0 | 0 | 0 | 0 | 0 | 0 | 0 | 0 | 0 | 0 | 0 | 0 | 0 | 0 | 0 | 0 | 0 | 0 | 0 | 0 | 0 | 0 | 0 | 0 | 0 | 0 | 0 | 0 | 0 | 0 | 0 | 0 | 0 | 0 | 0 | 0 | 0 | 0 | 0 | 0 | 0 | 0 | 0 | 0 | 0 | 0 | 0 | 0 | 0 | 0 | 0 | 0 | 0 | 0 | 0 | 0 | 0 | 0 | 0 | 0 | 0 | 0 | 0 | 0 | 0 | 0 | 0 | 0 | 0 | 0 | 0 | 0 | 0 | 0 | 0 | 0 | 0 | 0 | 0 | 0 | 0 | 0 | 0 | 0 | 0 | 0 | 0 | 0 | 0 | 0 | 0 | 0 | 0 | 0 | 0 | 0 | 0 | 0 | 0 | 0 | 0 | 0 | 0 | 0 | 0 | 0 | 0 | 0 | 0 | 0 | 0 | 0 | 0 | 0 | 0 | 0 | 0 | 0 | 0 | 0 | 0 | 0 | 0 | 0 | 0 | 0 | 0 | 0 | 0 | 0 | 0 | 0 | 0 | 0 | 0 | 0 | 0 | 0 | 0 | 0 | 0 | 0 | 0 | 0 | 0 | 0 | 0 | 0 | 0 | 0 | 0 | 0 | 0 | 0 | 0 | 0 | 0 | 0 | 0 | 0 | 0 | 0 | 0 | 0 | 0 | 0 | 0 | 0 | 0 | 0 | 0 | 0 | 0 | 0 | 0 | 0 | 0 | 0 | 0 | 0 | 0 | 0 | 0 | 0 | 0 | 0 | 0 | 0 | 0 | 0 | 0 | 0 | 0 | 0 | 0 | 0 | 0 | 0 | 0 | 0 | 0 | 0 | 0 | 0 | 0 | 0 | 0 | 0 | 0 | 0 | 0 | 0 | 0 | 0 | 0 | 0 | 0 | 0 | 0 | 0 | 0 | 0 | 0 | 0 | 0 | 0 | 0 | 0 | 0 | 0 | 0 | 0 | 0 | 0 | 0 | 0 | 0 | 0 | 0 | 0 | 0 | 0 | 0 | 0 | 0 | 0 | 0 | 0 | 0 | 0 | 0 | 0 | 0 | 0 | 0 | 0 | 0 | 0 | 0 | 0 | 0 | 0 | 0 | 0 | 0 | 0 | 0 | 0 | 0 | 0 | 0 | 0 | 0 | 0 | 0 | 0 | 0 | 0 | 0 | 0 | 0 | 0 | 0 | 0 | 0 | 0 | 0 | 0 | 0 | 0 | 0 | 0 | 0 | 0 | 0 | 0 | 0 | 0 | 0 | 0 | 0 | 0 | 0 | 0 | 0 | 0 | 0 | 0 | 0 | 0 | 0 | 0 | 0 | 0 | 0 | 0 | 0 | 0 | 0 | 0 | 0 | 0 | 0 | 0 | 0 | 0 | 0 | 0 | 0 | 0 | 0 | 0 | 0 | 0 | 0 | 0 | 0 | 0 | 0 | 0 | 0 | 0 | 0 | 0 | 0 | 0 | 0 | 0 | 0 | 0 | 0 | 0 | 0 | 0 | 0 | 0 | 0 | 0 | 0 | 0 | 0 | 0 | 0 | 0 | 0 | 0 | 0 | 0 | 0 | 0 | 0 | 0 | 0 | 0 | 0 | 0 | 0 | 0 | 0 | 0 | 0 | 0 | 0 | 0 | 0 | 0 | 0 | 0 | 0 | 0 | 0 | 0 | 0 | 0 | 0 | 0 | 0 | 0 | 0 | 0 | 0 | 0 | 0 | 0 | 0 | 0 | 0 | 0 | 0 | 0 | 0 | 0 | 0 | 0 | 0 | 0 | 0 | 0 | 0 | 0 | 0 | 0 | 0 | 0 | 0 | 0 | 0 | 0 | 0 | 0 | 0 | 0 | 0 | 0 | 0 | 0 | 0 | 0 | 0 | 0 | 0 | 0 | 0 | 0 | 0 | 0 | 0 | 0 | 0 | 0 | 0 | 0 | 0 | 0 | 0 | 0 | 0 | 0 | 0 | 0 | 0 | 0 | 0 | 0 | 0 | 0 | 0 | 0 | 0 | 0 | 0 | 0 | 0 | 0 | 0 | 0 | 0 | 0 | 0 | 0 | 0 | 0 | 0 | 0 | 0 | 0 | 0 | 0 | 0 | 0 | 0 | 0 | 0 | 0 | 0 | 0 | 0 | 0 | 0 | 0 | 0 | 0 | 0 | 0 | 0 | 0 | 0 | 0 | 0 | 0 | 0 | 0 | 0 | 0 | 0 | 0 | 0 | 0 | 0 | 0 | 0 | 0 | 0 | 0 | 0 | 0 | 0 | 0 | 0 | 0 | 0 | 0 | 0 | 0 | 0 | 0 | 0 | 0 | 0 | 0 | 0 | 0 | 0 | 0 | 0 | 0 | 0 | 0 | 0 | 0 | 0 | 0 | 0 | 0 | 0 | 0 | 0 | 0 | 0 | 0 | 0 | 0 | 0 | 0 | 0 | 0 | 0 | 0 | 0 | 0 | 0 | 0 | 0 | 0 | 0 | 0 | 0 | 0 | 0 | 0 | 0 | 0 | 0 | 0 | 0 | 0 | 0 | 0 | 0 | 0 | 0 | 0 | 0 | 0 | 0 | 0 | 0 | 0 | 0 | 0 | 0 | 0 | 0 | 0 | 0 | 0 | 0 | 0 | 0 | 0 | 0 | 0 | 0 | 0 | 0 | 0 | 0 | 0 | 0 | 0 | 0 | 0 | 0 | 0 | 0 | 0 | 0 | 0 | 0 | 0 | 0 | 0 | 0 | 0 | 0 | 0 | 0 | 0 | 0 | 0 | 0 | 0 | 0 | 0 | 0 | 0 | 0 | 0 | 0 | 0 | 0 | 0 | 0 | 0 | 0 | 0 | 0 | 0 | 0 | 0 | 0 | 0 | 0 | 0 | 0 | 0 | 0 | 0 | 0 | 0 | 0 | 0 | 0 | 0 | 0 | 0 | 0 | 0 | 0 | 0 | 0 | 0 | 0 | 0 | 0 | 0 | 0 | 0 | 0 | 0 | 0 | 0 | 0 | 0 | 0 | 0 | 0 | 0 | 0 | 0 | 0 | 0 | 0 | 0 | 0 | 0 | 0 | 0 | 0 | 0 | 0 | 0 | 0 | 0 | 0 | 0 | 0 | 0 | 0 | 0 | 0 | 0 | 0 | 0 | 0 | 0 | 0 | 0 | 0 | 0 | 0 | 0 | 0 | 0 | 0 | 0 | 0 | 0 | 0 | 0 | 0 | 0 | 0 | 0 | 0 | 0 | 0 | 0 | 0 | 0 | 0 | 0 | 0 | 0 | 0 | 0 | 0 | 0 | 0 | 0 | 0 | 0 | 0 | 0 | 0 | 0 | 0 | 0 | 0 | 0 | 0 | 0 | 0 | 0 | 0 | 0 | 0 | 0 | 0 | 0 | 0 | 0 | 0 | 0 | 0 | 0 | 0 | 0 | 0 | 0 | 0 | 0 | 0 | 0 | 0 | 0 | 0 | 0 | 0 | 0 | 0 | 0 | 0 | 0 | 0 | 0 | 0 | 0 | 0 | 0 | 0 | 0 | 0 | 0 | 0 | 0 | 0 | 0 | 0 | 0 | 0 | 0 | 0 | 0 | 0 | 0 | 0 | 0 | 0 | 0 | 0 | 0 | 0 | 0 | 0 | 0 | 0 | 0 | 0 | 0 | 0 | 0 | 0 | 0 | 0 | 0 | 0 | 0 | 0 | 0 | 0 | 0 | 0 | 0 | 0 | 0 | 0 | 0 | 0 | 0 | 0 | 0 | 0 | 0 | 0 | 0 | 0 | 0 | 0 | 0 | 0 | 0 | 0 | 0 | 0 | 0 | 0 | 0 | 0 | 0 | 0 | 0 | 0 | 0 | 0 | 0 | 0 | 0 | 0 | 0 | 0 | 0 | 0 | 0 | 0 | 0 | 0 | 0 | 0 | 0 | 0 | 0 | 0 | 0 | 0 | 0 | 0 | 0 | 0 | 0 | 0 | 0 | 0 | 0 | 0 | 0 | 0 | 0 | 0 | 0 | 0 | 0 | 0 | 0 | 0 | 0 | 0 | 0 | 0 | 0 | 0 | 0 | 0 | 0 | 0 | 0 | 0 | 0 | 0 | 0 | 0 | 0 | 0 | 0 | 0 | 0 | 0 | 0 | 0 | 0 | 0 | 0 | 0 | 0 | 0 | 0 | 0 | 0 | 0 | 0 | 0 | 0 | 0 | 0 | 0 | 0 | 0 | 0 | 0 | 0 | 0 | 0 | 0 | 0 | 0 | 0 | 0 | 0 | 0 | 0 | 0 | 0 | 0 | 0 | 0 | 0 | 0 | 0 | 0 | 0 | 0 | 0 | 0 | 0 | 0 | 0 | 0 | 0 | 0 | 0 | 0 | 0 | 0 | 0 | 0 | 0 | 0 | 0 | 0 | 0 | 0 | 0 | 0 | 0 | 0 | 0 | 0 | 0 | 0 | 0 | 0 | 0 | 0 | 0 | 0 | 0 | 0 | 0 | 0 | 0 | 0 | 0 | 0 | 0 | 0 | 0 | 0 | 0 | 0 | 0 | 0 | 0 | 0 | 0 | 0 | 0 | 0 | 0 | 0 | 0 | 0 | 0 | 0 | 0 | 0 | 0 | 0 | 0 | 0 | 0 | 0 | 0 | 0 | 0 | 0 | 0 | 0 | 0 | 0 | 0 | 0 | 0 | 0 | 0 | 0 | 0 | 0 | 0 | 0 | 0 | 0 | 0 | 0 | 0 | 0 | 0 | 0 | 0 | 0 | 0 | 0 | 0 | 0 | 0 | 0 | 0 | 0 | 0 | 0 | 0 | 0 | 0 | 0 | 0 | 0 | 0 | 0 | 0 | 0 | 0 | 0 | 0 | 0 | 0 | 0 | 0 | 0 | 0 | 0 | 0 | 0 | 0 | 0 | 0 | 0 | 0 | 0 | 0 | 0 | 0 | 0 | 0 | 0 | 0 | 0 | 0 | 0 | 0 | 0 | 0 | 0 | 0 | 0 | 0 | 0 | 0 | 0 | 0 | 0 | 0 | 0 | 0 | 0 | 0 | 0 | 0 | 0 | 0 | 0 | 0 | 0 | 0 | 0 | 0 | 0 | 0 | 0 | 0 | 0 | 0 | 0 | 0 | 0 | 0 | 0 | 0 | 0 | 0 | 0 | 0 | 0 | 0 | 0 | 0 | 0 | 0 | 0 | 0 | 0 | 0 | 0 | 0 | 0 | 0 | 0 | 0 | 0 | 0 | 0 | 0 | 0 | 0 | 0 | 0 | 0 | 0 | 0 | 0 | 0 | 0 | 0 | 0 | 0 | 0 | 0 | 0 | 0 | 0 | 0 | 0 | 0 | 0 | 0 | 0 | 0 | 0 | 0 | 0 | 0 | 0 | 0 | 0 | 0 | 0 | 0 | 0 | 0 | 0 | 0 | 0 | 0 | 0 | 0 | 0 | 0 | 0 | 0 | 0 | 0 | 0 | 0 | 0 | 0 | 0 | 0 | 0 | 0 | 0 | 0 | 0 | 0 | 0 | 0 | 0 | 0 | 0 | 0 | 0 | 0 | 0 | 0 | 0 | 0 | 0 | 0 | 0 | 0 | 0 | 0 | 0 | 0 | 0 | 0 | 0 | 0 | 0 | 0 | 0 | 0 | 0 | 0 | 0 | 0 | 0 | 0 | 0 | 0 | 0 | 0 | 0 | 0 | 0 | 0 | 0 | 0 | 0 | 0 | 0 | 0 | 0 | 0 | 0 | 0 | 0 | 0 | 0 | 0 | 0 | 0 | 0 | 0 | 0 | 0 | 0 | 0 | 0 | 0 | 0 | 0 | 0 | 0 | 0 | 0 | 0 | 0 | 0 | 0 | 0 | 0 | 0 | 0 | 0 | 0 | 0 | 0 | 0 | 0 | 0 | 0 | 0 | 0 | 0 | 0 | 0 | 0 | 0 | 0 | 0 | 0 | 0 | 0 | 0 | 0 | 0 | 0 | 0 | 0 | 0 | 0 | 0 | 0 | 0 | 0 | 0 | 0 | 0 | 0 | 0 | 0 | 0 | 0 | 0 | 0 | 0 | 0 | 0 | 0 | 0 | 0 | 0 | 0 | 0 | 0 | 0 | 0 | 0 | 0 | 0 | 0 | 0 | 0 | 0 | 0 | 0 | 0 | 0 | 0 | 0 | 0 | 0 | 0 | 0 | 0 | 0 | 0 | 0 | 0 | 0 | 0 | 0 | 0 | 0 | 0 | 0 | 0 | 0 | 0 | 0 | 0 | 0 | 0 | 0 | 0 | 0 | 0 | 0 | 0 | 0 | 0 | 0 | 0 | 0 | 0 | 0 | 0 | 0 | 0 | 0 | 0 | 0 | 0 | 0 | 0 | 0 | 0 | 0 | 0 | 0 | 0 | 0 | 0 | 0 | 0 | 0 | 0 | 0 | 0 | 0 | 0 | 0 | 0 | 0 | 0 | 0 | 0 | 0 | 0 | 0 | 0 | 0 | 0 | 0 | 0 | 0 | 0 | 0 | 0 | 0 | 0 | 0 | 0 | 0 | 0 | 0 | 0 | 0 | 0 | 0 | 0 | 0 | 0 | 0 | 0 | 0 | 0 | 0 | 0 | 0 | 0 | 0 | 0 | 0 | 0 | 0 | 0 | 0 | 0 | 0 | 0 | 0 | 0 | 0 | 0 | 0 | 0 | 0 | 0 | 0 | 0 | 0 | 0 | 0 | 0 | 0 | 0 | 0 | 0 | 0 | 0 | 0 | 0 | 0 | 0 | 0 | 0 | 0 | 0 | 0 | 0 | 0 | 0 | 0 | 0 | 0 | 0 | 0 | 0 | 0 | 0 | 0 | 0 | 0 | 0 | 0 | 0 | 0 | 0 | 0 | 0 | 0 | 0 | 0 | 0 | 0 | 0 | 0 | 0 | 0 | 0 | 0 | 0 | 0 | 0 | 0 | 0 | 0 | 0 | 0 | 0 | 0 | 0 | 0 | 0 | 0 | 0 | 0 | 0 | 0 | 0 | 0 | 0 | 0 | 0 | 0 | 0 | 0 | 0 | 0 | 0 | 0 | 0 | 0 | 0 | 0 | 0 | 0 | 0 | 0 | 0 | 0 | 0 | 0 | 0 | 0 | 0 | 0 | 0 | 0 | 0 | 0 | 0 | 0 | 0 | 0 | 0 | 0 | 0 | 0 | 0 | 0 | 0 | 0 | 0 | 0 | 0 | 0 | 0 | 0 | 0 | 0 | 0 | 0 | 0 | 0 | 0 | 0 | 0 | 0 | 0 | 0 | 0 | 0 | 0 | 0 | 0 | 0 | 0 | 0 | 0 | 0 | 0 | 0 | 0 | 0 | 0 | 0 | 0 | 0 | 0 | 0 | 0 | 0 | 0 | 0 | 0 | 0 | 0 | 0 | 0 | 0 | 0 | 0 | 0 | 0 | 0 | 0 | 0 | 0 | 0 | 0 | 0 | 0 | 0 | 0 | 0 | 0 | 0 | 0 | 0 | 0 | 0 | 0 | 0 | 0 | 0 | 0 | 0 | 0 | 0 | 0 | 0 | 0 | 0 | 0 | 0 | 0 | 0 | 0 | 0 | 0 | 0 | 0 | 0 | 0 | 0 | 0 | 0 | 0 | 0 | 0 | 0 | 0 | 0 | 0 | 0 | 0 | 0 | 0 | 0 | 0 | 0 | 0 | 0 | 0 | 0 | 0 | 0 | 0 | 0 | 0 | 0 | 0 | 0 | 0 | 0 | 0 | 0 | 0 | 0 | 0 | 0 | 0 | 0 | 0 | 0 | 0 | 0 | 0 | 0 | 0 | 0 | 0 | 0 | 0 | 0 | 0 | 0 | 0 | 0 | 0 | 0 | 0 | 0 | 0 | 0 | 0 | 0 | 0 | 0 | 0 | 0 | 0 | 0 | 0 | 0 | 0 | 0 | 0 | 0 | 0 | 0 | 0 | 0 | 0 | 0 | 0 | 0 | 0 | 0 | 0 | 0 | 0 | 0 | 0 | 0 | 0 | 0 | 0 | 0 | 0 | 0 | 0 | 0 | 0 | 0 | 0 | 0 | 0 | 0 | 0 | 0 | 0 | 0 | 0 | 0 | 0 | 0 | 0 | 0 | 0 | 0 | 0 | 0 | 0 | 0 | 0 | 0 | 0 | 0 | 0 | 0 | 0 | 0 | 0 | 0 | 0 | 0 | 0 | 0 | 0 | 0 | 0 | 0 | 0 | 0 | 0 | 0 | 0 | 0 | 0 | 0 | 0 | 0 | 0 | 0 | 0 | 0 | 0 | 0 | 0 | 0 | 0 | 0 | 0 | 0 | 0 | 0 | 0 | 0 | 0 | 0 | 0 | 0 | 0 | 0 | 0 | 0 | 0 | 0 | 0 | 0 | 0 | 0 | 0 | 0 | 0 | 0 | 0 | 0 | 0 | 0 | 0 | 0 | 0 | 0 | 0 | 0 | 0 | 0 | 0 | 0 | 0 | 0 | 0 | 0 | 0 | 0 | 0 | 0 | 0 | 0 | 0 | 0 | 0 | 0 | 0 | 0 | 0 | 0 | 0 | 0 | 0 | 0 | 0 | 0 | 0 | 0 | 0 | 0 | 0 | 0 | 0 | 0 | 0 | 0 | 0 | 0 | 0 | 0 | 0 | 0 | 0 | 0 | 0 | 0 | 0 | 0 | 0 | 0 | 0 | 0 | 0 | 0 | 0 | 0 | 0 | 0 | 0 | 0 | 0 | 0 | 0 | 0 | 0 | 0 | 0 | 0 | 0 | 0 | 0 | 0 | 0 | 0 | 0 | 0 | 0 | 0 | 0 | 0 | 0 | 0 | 0 | 0 | 0 | 0 | 0 | 0 | 0 | 0 | 0 | 0 | 0 | 0 | 0 | 0 | 0 | 0 | 0 | 0 | 0 | 0 | 0 | 0 | 0 | 0 | 0 | 0 | 0 | 0 | 0 | 0 | 0 | 0 | 0 | 0 | 0 | 0 | 0 | 0 | 0 | 0 | 0 | 0 | 0 | 0 | 0 | 0 | 0 | 0 | 0 | 0 | 0 | 0 | 0 | 0 | 0 | 0 | 0 | 0 | 0 | 0 | 0 | 0 | 0 | 0 | 0 | 0 | 0 | 0 | 0 | 0 | 0 | 0 | 0 | 0 | 0 | 0 | 0 | 0 | 0 | 0 | 0 | 0 | 0 | 0 | 0 | 0 | 0 | 0 | 0 | 0 | 0 | 0 | 0 | 0 | 0 | 0 | 0 | 0 | 0 | 0 | 0 | 0 | 0 | 0 | 0 | 0 | 0 | 0 | 0 | 0 | 0 | 0 | 0 | 0 | 0 | 0 | 0 | 0 | 0 | 0 | 0 | 0 | 0 | 0 | 0 | 0 | 0 | 0 | 0 | 0 | 0 | 0 | 0 | 0 | 0 | 0 | 0 | 0 | 0 | 0 | 0 | 0 | 0 | 0 | 0 | 0 | 0 | 0 | 0 | 0 | 0 | 0 | 0 | 0 | 0 | 0 | 0 | 0 | 0 | 0 | 0 | 0 | 0 | 0 | 0 | 0 | 0 | 0 | 0 | 0 | 0 | 0 | 0 | 0 | 0 | 0 | 0 | 0 | 0 | 0 | 0 | 0 | 0 | 0 | 0 | 0 | 0 | 0 | 0 | 0 | 0 | 0 | 0 | 0 | 0 | 0 | 0 | 0 | 0 | 0 | 0 | 0 | 0 | 0 | 0 | 0 | 0 | 0 | 0 | 0 | 0 | 0 | 0 | 0 | 0 | 0 | 0 | 0 | 0 | 0 | 0 | 0 | 0 | 0 | 0 | 0 | 0 | 0 | 0 | 0 | 0 | 0 | 0 | 0 | 0 | 0 | 0 | 0 | 0 | 0 | 0 | 0 | 0 | 0 | 0 | 0 | 0 | 0 | 0 | 0 | 0 | 0 | 0 | 0 | 0 | 0 | 0 | 0 | 0 | 0 | 0 | 0 | 0 | 0 | 0 | 0 | 0 | 0 | 0 | 0 | 0 | 0 | 0 | 0 | 0 | 0 | 0 | 0 | 0 | 0 | 0 | 0 | 0 | 0 | 0 | 0 | 0 | 0 | 0 | 0 | 0 | 0 | 0 | 0 | 0 | 0 | 0 | 0 | 0 | 0 | 0 | 0 | 0 | 0 | 0 | 0 | 0 | 0 | 0 | 0 | 0 | 0 | 0 | 0 | 0 | 0 | 0 | 0 | 0 | 0 | 0 | 0 | 0 | 0 | 0 | 0 | 0 | 0 | 0 | 0 | 0 | 0 | 0 | 0 | 0 | 0 | 0 | 0 | 0 | 0 | 0 | 0 | 0 | 0 | 0 | 0 | 0 | 0 | 0 | 0 | 0 | 0 | 0 | 0 | 0 | 0 | 0 | 0 | 0 | 0 | 0 | 0 | 0 | 0 | 0 | 0 | 0 | 0 | 0 | 0 | 0 | 0 | 0 | 0 | 0 | 0 | 0 | 0 | 0 | 0 | 0 | 0 | 0 | 0 | 0 | 0 | 0 | 0 | 0 | 0 | 0 | 0 | 0 | 0 | 0 | 0 | 0 | 0 | 0 | 0 | 0 | 0 | 0 | 0 | 0 | 0 | 0 | 0 | 0 | 0 | 0 | 0 | 0 | 0 | 0 | 0 | 0 | 0 | 0 | 0 | 0 | 0 | 0 | 0 | 0 | 0 | 0 | 0 | 0 | 0 | 0 | 0 | 0 | 0 | 0 | 0 | 0 | 0 | 0 | 0 | 0 | 0 | 0 | 0 | 0 | 0 | 0 | 0 | 0 | 0 | 0 | 0 | 0 | 0 | 0 | 0 | 0 | 0 | 0 | 0 | 0 | 0 | 0 | 0 | 0 | 0 | 0 | 0 | 0 | 0 | 0 | 0 | 0 | 0 | 0 | 0 | 0 | 0 | 0 | 0 | 0 | 0 | 0 | 0 | 0 | 0 | 0 | 0 | 0 | 0 | 0 | 0 | 0 | 0 | 0 | 0 | 0 | 0 | 0 | 0 | 0 | 0 | 0 | 0 | 0 | 0 | 0 | 0 | 0 | 0 | 0 | 0 | 0 | 0 | 0 | 0 | 0 | 0 | 0 | 0 | 0 | 0 | 0 | 0 | 0 | 0 | 0 | 0 | 0 | 0 | 0 | 0 | 0 | 0 | 0 | 0 | 0 | 0 | 0 | 0 | 0 | 0 | 0 | 0 | 0 | 0 | 0 | 0 | 0 | 0 | 0 | 0 | 0 | 0 | 0 | 0 | 0 | 0 | 0 | 0 | 0 | 0 | 0 | 0 | 0 | 0 | 0 | 0 | 0 | 0 | 0 | 0 | 0 | 0 | 0 | 0 | 0 | 0 | 0 | 0 | 0 | 0 | 0 | 0 | 0 | 0 | 0 | 0 | 0 | 0 | 0 | 0 | 0 | 0 | 0 | 0 | 0 | 0 | 0 | 0 | 0 | 0 | 0 | 0 | 0 | 0 | 0 | 0 | 0 | 0 | 0 | 0 | 0 | 0 | 0 | 0 | 0 | 0 | 0 | 0 | 0 | 0 | 0 | 0 | 0 | 0 | 0 | 0 | 0 | 0 | 0 | 0 | 0 | 0 | 0 | 0 | 0 | 0 | 0 | 0 | 0 | 0 | 0 | 0 | 0 | 0 | 0 | 0 | 0 | 0 | 0 | 0 | 0 | 0 | 0 | 0 | 0 | 0 | 0 | 0 | 0 | 0 | 0 | 0 | 0 | 0 | 0 | 0 | 0 | 0 | 0 | 0 | 0 | 0 | 0 | 0 | 0 | 0 | 0 | 0 | 0 | 0 | 0 | 0 | 0 | 0 | 0 | 0 | 0 | 0 | 0 | 0 | 0 | 0 | 0 | 0 | 0 | 0 | 0 | 0 | 0 | 0 | 0 | 0 | 0 | 0 | 0 | 0 | 0 | 0 | 0 | 0 | 0 | 0 | 0 | 0 | 0 | 0 | 0 | 0 | 0 | 0 | 0 | 0 | 0 | 0 | 0 | 0 | 0 | 0 | 0 | 0 | 0 | 0 | 0 | 0 | 0 | 0 | 0 | 0 | 0 | 0 | 0 | 0 | 0 | 0 | 0 | 0 | 0 | 0 | 0 | 0 | 0 | 0 | 0 | 0 | 0 | 0 | 0 | 0 | 0 | 0 | 0 | 0 | 0 | 0 | 0 | 0 | 0 | 0 | 0 | 0 | 0 | 0 | 0 | 0 | 0 | 0 | 0 | 0 | 0 | 0 | 0 | 0 | 0 | 0 | 0 | 0 | 0 | 0 | 0 | 0 | 0 | 0 | 0 | 0 | 0 | 0 | 0 | 0 | 0 | 0 | 0 | 0 | 0 | 0 | 0 | 0 | 0 | 0 | 0 | 0 | 0 | 0 | 0 | 0 | 0 | 0 | 0 | 0 | 0 | 0 | 0 | 0 | 0 | 0 | 0 | 0 | 0 | 0 | 0 | 0 | 0 | 0 | 0 | 0 | 0 | 0 | 0 | 0 | 0 | 0 | 0 | 0 | 0 | 0 | 0 | 0 | 0 | 0 | 0 | 0 | 0 | 0 | 0 | 0 | 0 | 0 | 0 | 0 | 0 | 0 | 0 | 0 | 0 | 0 | 0 | 0 | 0 | 0 | 0 | 0 | 0 | 0 | 0 | 0 | 0 | 0 | 0 | 0 | 0 | 0 | 0 | 0 | 0 | 0 | 0 | 0 | 0 | 0 | 0 | 0 | 0 | 0 | 0 | 0 | 0 | 0 | 0 | 0 | 0 | 0 | 0 | 0 | 0 | 0 | 0 | 0 | 0 | 0 | 0 | 0 | 0 | 0 | 0 | 0 | 0 | 0 | 0 | 0 | 0 | 0 | 0 | 0 | 0 | 0 | 0 | 0 | 0 | 0 | 0 | 0 | 0 | 0 | 0 | 0 | 0 | 0 | 0 | 0 | 0 | 0 | 0 | 0 | 0 | 0 | 0 | 0 | 0 | 0 | 0 | 0 | 0 | 0 | 0 | 0 | 0 | 0 | 0 | 0 | 0 | 0 | 0 | 0 | 0 | 0 | 0 | 0 | 0 | 0 | 0 | 0 | 0 | 0 | 0 | 0 | 0 | 0 | 0 | 0 | 0 | 0 | 0 | 0 | 0 | 0 | 0 | 0 | 0 | 0 | 0 | 0 | 0 | 0 | 0 | 0 | 0 | 0 | 0 | 0 | 0 | 0 | 0 | 0 | 0 | 0 | 0 | 0 | 0 | 0 | 0 | 0 | 0 | 0 | 0 | 0 | 0 | 0 | 0 | 0 | 0 | 0 | 0 | 0 | 0 | 0 | 0 | 0 | 0 | 0 | 0 | 0 | 0 | 0 | 0 | 0 | 0 | 0 | 0 | 0 | 0 | 0 | 0 | 0 | 0 | 0 | 0 | 0 | 0 | 0 | 0 | 0 | 0 | 0 | 0 | 0 | 0 | 0 | 0 | 0 | 0 | 0 | 0 | 0 | 0 | 0 | 0 | 0 | 0 | 0 | 0 | 0 | 0 | 0 | 0 | 0 | 0 | 0 | 0 | 0 | 0 | 0 | 0 | 0 | 0 | 0 | 0 | 0 | 0 | 0 | 0 | 0 | 0 | 0 | 0 | 0 | 0 | 0 | 0 | 0 | 0 | 0 | 0 | 0 | 0 | 0 | 0 | 0 | 0 | 0 | 0 | 0 | 0 | 0 | 0 | 0 | 0 | 0 | 0 | 0 | 0 | 0 | 0 | 0 | 0 | 0 | 0 | 0 | 0 | 0 | 0 | 0 | 0 | 0 | 0 | 0 | 0 | 0 | 0 | 0 | 0 | 0 | 0 | 0 | 0 | 0 | 0 | 0 | 0 | 0 | 0 | 0 | 0 | 0 | 0 | 0 | 0 | 0 | 0 | 0 | 0 | 0 | 0 | 0 | 0 | 0 | 0 | 0 | 0 | 0 | 0 | 0 | 0 | 0 | 0 | 0 | 0 | 0 | 0 | 0 | 0 | 0 | 0 | 0 | 0 | 0 | 0 | 0 | 0 | 0 | 0 | 0 | 0 | 0 | 0 | 0 | 0 | 0 | 0 | 0 | 0 | 0 | 0 | 0 | 0 | 0 | 0 | 0 | 0 | 0 | 0 | 0 | 0 | 0 | 0 | 0 | 0 | 0 | 0 | 0 | 0 | 0 | 0 | 0 | 0 | 0 | 0 | 0 | 0 | 0 | 0 | 0 | 0 | 0 | 0 | 0 | 0 | 0 | 0 | 0 | 0 | 0 | 0 | 0 | 0 | 0 | 0 | 0 | 0 | 0 | 0 | 0 | 0 | 0 | 0 | 0 | 0 | 0 | 0 | 0 | 0 | 0 | 0 | 0 | 0 | 0 | 0 | 0 | 0 | 0 | 0 | 0 | 0 | 0 | 0 | 0 | 0 | 0 | 0 | 0 | 0 | 0 | 0 | 0 | 0 | 0 | 0 | 0 | 0 | 0 | 0 | 0 | 0 | 0 | 0 | 0 | 0 | 0 | 0 | 0 | 0 | 0 | 0 | 0 | 0 | 0 | 0 | 0 | 0 | 0 | 0 | 0 | 0 | 0 | 0 | 0 | 0 | 0 | 0 | 0 | 0 | 0 | 0 | 0 | 0 | 0 | 0 | 0 | 0 | 0 | 0 | 0 | 0 | 0 | 0 | 0 | 0 | 0 | 0 | 0 | 0 | 0 | 0 | 0 | 0 | 0 | 0 | 0 | 0 | 0 | 0 | 0 | 0 | 0 | 0 | 0 | 0 | 0 | 0 | 0 | 0 | 0 | 0 | 0 | 0 | 0 | 0 | 0 | 0 | 0 | 0 | 0 | 0 | 0 | 0 | 0 | 0 | 0 | 0 | 0 | 0 | 0 | 0 | 0 | 0 | 0 | 0 | 0 | 0 | 0 | 0 | 0 | 0 | 0 | 0 | 0 | 0 | 0 | 0 | 0 | 0 | 0 | 0 | 0 | 0 | 0 | 0 | 0 | 0 | 0 | 0 | 0 | 0 | 0 | 0 | 0 | 0 | 0 | 0 | 0 | 0 | 0 | 0 | 0 | 0 | 0 | 0 | 0 | 0 | 0 | 0 | 0 | 0 | 0 | 0 | 0 | 0 | 0 | 0 | 0 | 0 | 0 | 0 | 0 | 0 | 0 | 0 | 0 | 0 | 0 | 0 | 0 | 0 | 0 | 0 | 0 | 0 | 0 | 0 | 0 | 0 | 0 | 0 | 0 | 0 | 0 | 0 | 0 | 0 | 0 | 0 | 0 | 0 | 0 | 0 | 0 | 0 | 0 | 0 | 0 | 0 | 0 | 0 | 0 | 0 | 0 | 0 | 0 | 0 | 0 | 0 | 0 | 0 | 0 | 0 | 0 | 0 | 0 | 0 | 0 | 0 | 0 | 0 | 0 | 0 | 0 | 0 | 0 | 0 | 0 | 0 | 0 | 0 | 0 | 0 | 0 | 0 | 0 | 0 | 0 | 0 | 0 | 0 | 0 | 0 | 0 | 0 | 0 | 0 | 0 | 0 | 0 | 0 | 0 | 0 | 0 | 0 | 0 | 0 | 0 | 0 | 0 | 0 | 0 | 0 | 0 | 0 | 0 | 0 | 0 | 0 | 0 | 0 | 0 | 0 | 0 | 0 | 0 | 0 | 0 | 0 | 0 | 0 | 0 | 0 | 0 | 0 | 0 | 0 | 0 | 0 | 0 | 0 | 0 | 0 | 0 | 0 | 0 | 0 | 0 | 0 | 0 | 0 | 0 | 0 | 0 | 0 | 0 | 0 | 0 | 0 | 0 | 0 | 0 | 0 | 0 | 0 | 0 | 0 | 0 | 0 | 0 | 0 | 0 | 0 | 0 | 0 | 0 | 0 | 0 | 0 | 0 | 0 | 0 | 0 | 0 | 0 | 0 | 0 | 0 | 0 | 0 | 0 | 0 | 0 | 0 | 0 | 0 | 0 | 0 | 0 | 0 | 0 | 0 | 0 | 0 | 0 | 0 | 0 | 0 | 0 | 0 | 0 | 0 | 0 | 0 | 0 | 0 | 0 | 0 | 0 | 0 | 0 | 0 | 0 | 0 | 0 | 0 | 0 | 0 | 0 | 0 | 0 | 0 | 0 | 0 | 0 | 0 | 0 | 0 | 0 | 0 | 0 | 0 | 0 | 0 | 0 | 0 | 0 | 0 | 0 | 0 | 0 | 0 | 0 | 0 | 0 | 0 | 0 | 0 | 0 | 0 | 0 | 0 | 0 | 0 | 0 | 0 | 0 | 0 | 0 | 0 | 0 | 0 | 0 | 0 | 0 | 0 | 0 | 0 | 0 | 0 | 0 | 0 | 0 | 0 | 0 | 0 | 0 | 0 | 0 | 0 | 0 | 0 | 0 | 0 | 0 | 0 | 0 | 0 | 0 | 0 | 0 | 0 | 0 | 0 | 0 | 0 | 0 | 0 | 0 | 0 | 0 | 0 | 0 | 0 | 0 | 0 | 0 | 0 | 0 | 0 | 0 | 0 | 0 | 0 | 0 | 0 | 0 | 0 | 0 | 0 | 0 | 0 | 0 | 0 | 0 | 0 | 0 | 0 | 0 | 0 | 0 | 0 | 0 | 0 | 0 | 0 | 0 | 0 | 0 | 0 | 0 | 0 | 0 | 0 | 0 | 0 | 0 | 0 | 0 | 0 | 0 | 0 | 0 | 0 | 0 | 0 | 0 | 0 | 0 | 0 | 0 | 0 | 0 | 0 | 0 | 0 | 0 | 0 | 0 | 0 | 0 | 0 | 0 | 0 | 0 | 0 | 0 | 0 | 0 | 0 | 0 | 0 | 0 | 0 | 0 | 0 | 0 | 0 | 0 | 0 | 0 | 0 | 0 | 0 | 0 | 0 | 0 | 0 | 0 | 0 | 0 | 0 | 0 | 0 | 0 | 0 | 0 | 0 | 0 | 0 | 0 | 0 | 0 | 0 | 0 | 0 | 0 | 0 | 0 | 0 | 0 | 0 | 0 | 0 | 0 | 0 | 0 | 0 | 0 | 0 | 0 | 0 | 0 | 0 | 0 | 0 | 0 | 0 | 0 | 0 | 0 | 0 | 0 | 0 | 0 | 0 | 0 | 0 | 0 | 0 | 0 | 0 | 0 | 0 | 0 | 0 | 0 | 0 | 0 | 0 | 0 | 0 | 0 | 0 | 0 | 0 | 0 | 0 | 0 | 0 | 0 | 0 | 0 | 0 | 0 | 0 | 0 | 0 | 0 | 0 | 0 | 0 | 0 | 0 | 0 | 0 | 0 | 0 | 0 | 0 | 0 | 0 | 0 | 0 | 0 | 0 | 0 | 0 | 0 | 0 | 0 | 0 | 0 | 0 | 0 | 0 | 0 | 0 | 0 | 0 | 0 | 0 | 0 | 0 | 0 | 0 | 0 | 0 | 0 | 0 | 0 | 0 | 0 | 0 | 0 | 0 | 0 | 0 | 0 | 0 | 0 | 0 | 0 | 0 | 0 | 0 | 0 | 0 | 0 | 0 | 0 | 0 | 0 | 0 | 0 | 0 | 0 | 0 | 0 | 0 | 0 | 0 | 0 | 0 | 0 | 0 | 0 | 0 | 0 | 0 | 0 | 0 | 0 | 0 | 0 | 0 | 0 | 0 | 0 | 0 | 0 | 0 | 0 | 0 | 0 | 0 | 0 | 0 | 0 | 0 | 0 | 0 | 0 | 0 | 0 | 0 | 0 | 0 | 0 | 0 | 0 | 0 | 0 | 0 | 0 | 0 | 0 | 0 | 0 | 0 | 0 | 0 | 0 | 0 | 0 | 0 | 0 | 0 | 0 | 0 | 0 | 0 | 0 | 0 | 0 | 0 | 0 | 0 | 0 | 0 | 0 | 0 | 0 | 0 | 0 | 0 | 0 | 0 | 0 | 0 | 0 | 0 | 0 | 0 | 0 | 0 | 0 | 0 | 0 | 0 | 0 | 0 | 0 | 0 | 0 | 0 | 0 | 0 | 0 | 0 | 0 | 0 | 0 | 0 | 0 | 0 | 0 | 0 | 0 | 0 | 0 | 0 | 0 | 0 | 0 | 0 | 0 | 0 | 0 | 0 | 0 | 0 | 0 | 0 | 0 | 0 | 0 | 0 | 0 | 0 | 0 | 0 | 0 | 0 | 0 | 0 | 0 | 0 | 0 | 0 | 0 | 0 | 0 | 0 | 0 | 0 | 0 | 0 | 0 | 0 | 0 | 0 | 0 | 0 | 0 | 0 | 0 | 0 | 0 | 0 | 0 | 0 | 0 | 0 | 0 | 0 | 0 | 0 | 0 | 0 | 0 | 0 | 0 | 0 | 0 | 0 | 0 | 0 | 0 | 0 | 0 | 0 | 0 | 0 | 0 | 0 | 0 | 0 | 0 | 0 | 0 | 0 | 0 | 0 | 0 | 0 | 0 | 0 | 0 | 0 | 0 | 0 | 0 | 0 | 0 | 0 | 0 | 0 | 0 | 0 | 0 | 0 | 0 | 0 | 0 | 0 | 0 | 0 | 0 | 0 | 0 | 0 | 0 | 0 | 0 | 0 | 0 | 0 | 0 | 0 | 0 | 0 | 0 | 0 | 0 | 0 | 0 | 0 | 0 | 0 | 0 | 0 | 0 | 0 | 0 | 0 | 0 | 0 | 0 | 0 | 0 | 0 | 0 | 0 | 0 | 0 | 0 | 0 | 0 | 0 | 0 | 0 | 0 | 0 | 0 | 0 | 0 | 0 | 0 | 0 | 0 | 0 | 0 | 0 | 0 | 0 | 0 | 0 | 0 | 0 | 0 | 0 | 0 | 0 | 0 | 0 | 0 | 0 | 0 | 0 | 0 | 0 | 0 | 0 | 0 | 0 | 0 | 0 | 0 | 0 | 0 | 0 | 0 | 0 | 0 | 0 | 0 | 0 | 0 | 0 | 0 | 0 | 0 | 0 | 0 | 0 | 0 | 0 | 0 | 0 | 0 | 0 | 0 | 0 | 0 | 0 | 0 | 0 | 0 | 0 | 0 | 0 | 0 | 0 | 0 | 0 | 0 | 0 | 0 | 0 | 0 | 0 | 0 | 0 | 0 | 0 | 0 | 0 | 0 | 0 | 0 | 0 | 0 | 0 | 0 | 0 | 0 | 0 | 0 | 0 | 0 | 0 | 0 | 0 | 0 | 0 | 0 | 0 | 0 | 0 | 0 | 0 | 0 | 0 | 0 | 0 | 0 | 0 | 0 | 0 | 0 | 0 | 0 | 0 | 0 | 0 | 0 | 0 | 0 | 0 | 0 | 0 | 0 | 0 | 0 | 0 | 0 | 0 | 0 | 0 | 0 | 0 | 0 | 0 | 0 | 0 | 0 | 0 | 0 | 0 | 0 | 0 | 0 | 0 | 0 | 0 | 0 | 0 | 0 | 0 | 0 | 0 | 0 | 0 | 0 | 0 | 0 | 0 | 0 | 0 | 0 | 0 | 0 | 0 | 0 | 0 | 0 | 0 | 0 | 0 | 0 | 0 | 0 | 0 | 0 | 0 | 0 | 0 | 0 | 0 | 0 | 0 | 0 | 0 | 0 | 0 | 0 | 0 | 0 | 0 | 0 | 0 | 0 | 0 | 0 | 0 | 0 | 0 | 0 | 0 | 0 | 0 | 0 | 0 | 0 | 0 | 0 | 0 | 0 | 0 | 0 | 0 | 0 | 0 | 0 | 0 | 0 | 0 | 0 | 0 | 0 | 0 | 0 | 0 | 0 | 0 | 0 | 0 | 0 | 0 | 0 | 0 | 0 | 0 | 0 | 0 | 0 | 0 | 0 | 0 | 0 | 0 | 0 | 0 | 0 | 0 | 0 | 0 | 0 | 0 | 0 | 0 | 0 | 0 | 0 | 0 | 0 | 0 | 0 | 0 | 0 | 0 | 0 | 0 | 0 | 0 | 0 | 0 | 0 | 0 | 0 | 0 | 0 | 0 | 0 | 0 | 0 | 0 | 0 | 0 | 0 | 0 | 0 | 0 | 0 | 0 | 0 | 0 | 0 | 0 | 0 | 0 | 0 | 0 | 0 | 0 | 0 | 0 | 0 | 0 | 0 | 0 | 0 | 0 | 0 | 0 | 0 | 0 | 0 | 0 | 0 | 0 | 0 | 0 | 0 | 0 | 0 | 0 | 0 | 0 | 0 | 0 | 0 | 0 | 0 | 0 | 0 | 0 | 0 | 0 | 0 | 0 | 0 | 0 | 0 | 0 | 0 | 0 | 0 | 0 | 0 | 0 | 0 | 0 | 0 | 0 | 0 | 0 | 0 | 0 | 0 | 0 | 0 | 0 | 0 | 0 | 0 | 0 | 0 | 0 | 0 | 0 | 0 | 0 | 0 | 0 | 0 | 0 | 0 | 0 | 0 | 0 | 0 | 0 | 0 | 0 | 0 | 0 | 0 | 0 | 0 | 0 | 0 | 0 | 0 | 0 | 0 | 0 | 0 | 0 | 0 | 0 | 0 | 0 | 0 | 0 | 0 | 0 | 0 | 0 | 0 | 0 | 0 | 0 | 0 | 0 | 0 | 0 | 0 | 0 | 0 | 0 | 0 | 0 | 0 | 0 | 0 | 0 | 0 | 0 | 0 | 0 | 0 | 0 | 0 | 0 | 0 | 0 | 0 | 0 | 0 | 0 | 0 | 0 | 0 | 0 | 0 | 0 | 0 | 0 | 0 | 0 | 0 | 0 | 0 | 0 | 0 | 0 | 0 | 0 | 0 | 0 | 0 | 0 | 0 | 0 | 0 | 0 | 0 | 0 | 0 | 0 | 0 | 0 | 0 | 0 | 0 | 0 | 0 | 0 | 0 | 0 | 0 | 0 | 0 | 0 | 0 | 0 | 0 | 0 | 0 | 0 | 0 | 0 | 0 | 0 | 0 | 0 | 0 | 0 | 0 | 0 | 0 | 0 | 0 | 0 | 0 | 0 | 0 | 0 | 0 | 0 | 0 | 0 | 0 | 0 | 0 | 0 | 0 | 0 | 0 | 0 | 0 | 0 | 0 | 0 | 0 | 0 | 0 | 0 | 0 | 0 | 0 | 0 | 0 | 0 | 0 | 0 | 0 | 0 | 0 | 0 | 0 | 0 | 0 | 0 | 0 | 0 | 0 | 0 | 0 | 0 | 0 | 0 | 0 | 0 | 0 | 0 | 0 | 0 | 0 | 0 | 0 | 0 | 0 | 0 | 0 | 0 | 0 | 0 | 0 | 0 | 0 | 0 | 0 | 0 | 0 | 0 | 0 | 0 | 0 | 0 | 0 | 0 | 0 | 0 | 0 | 0 | 0 | 0 | 0 | 0 | 0 | 0 | 0 | 0 | 0 | 0 | 0 | 0 | 0 | 0 | 0 | 0 | 0 | 0 | 0 | 0 | 0 | 0 | 0 | 0 | 0 | 0 | 0 | 0 | 0 | 0 | 0 | 0 | 0 | 0 | 0 | 0 | 0 | 0 | 0 | 0 | 0 | 0 | 0 | 0 | 0 | 0 | 0 | 0 | 0 | 0 | 0 | 0 | 0 | 0 | 0 | 0 | 0 | 0 | 0 | 0 | 0 | 0 | 0 | 0 | 0 | 0 | 0 | 0 | 0 | 0 | 0 | 0 | 0 | 0 | 0 | 0 | 0 | 0 | 0 | 0 | 0 | 0 | 0 | 0 | 0 | 0 | 0 | 0 | 0 | 0 | 0 | 0 | 0 | 0 | 0 | 0 | 0 | 0 | 0 | 0 | 0 | 0 | 0 | 0 | 0 | 0 | 0 | 0 | 0 | 0 | 0 | 0 | 0 | 0 | 0 | 0 | 0 | 0 | 0 | 0 | 0 | 0 | 0 | 0 | 0 | 0 | 0 | 0 | 0 | 0 | 0 | 0 | 0 | 0 | 0 | 0 | 0 | 0 | 0 | 0 | 0 | 0 | 0 | 0 | 0 | 0 | 0 | 0 | 0 | 0 | 0 | 0 | 0 | 0 | 0 | 0 | 0 | 0 | 0 | 0 | 0 | 0 | 0 | 0 | 0 | 0 | 0 | 0 | 0 | 0 | 0 | 0 | 0 | 0 | 0 | 0 | 0 | 0 | 0 | 0 | 0 | 0 | 0 | 0 | 0 | 0 | 0 | 0 | 0 | 0 | 0 | 0 | 0 | 0 | 0 | 0 | 0 | 0 | 0 | 0 | 0 | 0 | 0 | 0 | 0 | 0 | 0 | 0 | 0 | 0 | 0 | 0 | 0 | 0 | 0 | 0 | 0 | 0 | 0 | 0 | 0 | 0 | 0 | 0 | 0 | 0 | 0 | 0 | 0 | 0 | 0 | 0 | 0 | 0 | 0 | 0 | 0 | 0 | 0 | 0 | 0 | 0 | 0 | 0 | 0 | 0 | 0 | 0 | 0 | 0 | 0 | 0 | 0 | 0 | 0 | 0 | 0 | 0 | 0 | 0 | 0 | 0 | 0 | 0 | 0 | 0 | 0 | 0 | 0 | 0 | 0 | 0 | 0 | 0 | 0 | 0 | 0 | 0 | 0 | 0 | 0 | 0 | 0 | 0 | 0 | 0 | 0 | 0 | 0 | 0 | 0 | 0 | 0 | 0 | 0 | 0 | 0 | 0 | 0 | 0 | 0 | 0 | 0 | 0 | 0 | 0 | 0 | 0 | 0 | 0 | 0 | 0 | 0 | 0 | 0 | 0 | 0 | 0 | 0 | 0 | 0 | 0 | 0 | 0 | 0 | 0 | 0 | 0 | 0 | 0 | 0 | 0 | 0 | 0 | 0 | 0 | 0 | 0 | 0 | 0 | 0 | 0 | 0 | 0 | 0 | 0 | 0 | 0 | 0 | 0 | 0 | 0 | 0 | 0 | 0 | 0 | 0 | 0 | 0 | 0 | 0 | 0 | 0 | 0 | 0 | 0 | 0 | 0 | 0 | 0 | 0 | 0 | 0 | 0 | 0 | 0 | 0 | 0 | 0 | 0 | 0 | 0 | 0 | 0 | 0 | 0 | 0 | 0 | 0 | 0 | 0 | 0 | 0 | 0 | 0 | 0 | 0 | 0 | 0 | 0 | 0 | 0 | 0 | 0 | 0 | 0 | 0 | 0 | 0 | 0 | 0 | 0 | 0 | 0 | 0 | 0 | 0 | 0 | 0 | 0 | 0 | 0 | 0 | 0 | 0 | 0 | 0 | 0 | 0 | 0 | 0 | 0 | 0 | 0 | 0 | 0 | 0 | 0 | 0 | 0 | 0 | 0 | 0 | 0 | 0 | 0 | 0 | 0 | 0 | 0 | 0 | 0 | 0 | 0 | 0 | 0 | 0 | 0 | 0 | 0 | 0 | 0 | 0 | 0 | 0 | 0 | 0 | 0 | 0 | 0 | 0 | 0 | 0 | 0 | 0 | 0 | 0 | 0 | 0 | 0 | 0 | 0 | 0 | 0 | 0 | 0 | 0 | 0 | 0 | 0 | 0 | 0 | 0 | 0 | 0 | 0 | 0 | 0 | 0 | 0 | 0 | 0 | 0 | 0 | 0 | 0 | 0 | 0 | 0 | 0 | 0 | 0 | 0 | 0 | 0 | 0 | 0 | 0 | 0 | 0 | 0 | 0 | 0 | 0 | 0 | 0 | 0 | 0 | 0 | 0 | 0 | 0 | 0 | 0 | 0 | 0 | 0 | 0 | 0 | 0 | 0 | 0 | 0 | 0 | 0 | 0 | 0 | 0 | 0 | 0 | 0 | 0 | 0 | 0 | 0 | 0 | 0 | 0 | 0 | 0 | 0 | 0 | 0 | 0 | 0 | 0 | 0 | 0 | 0 | 0 | 0 | 0 | 0 | 0 | 0 | 0 | 0 | 0 | 0 | 0 | 0 | 0 | 0 | 0 | 0 | 0 | 0 | 0 | 0 | 0 | 0 | 0 | 0 | 0 | 0 | 0 | 0 | 0 | 0 | 0 | 0 | 0 | 0 | 0 | 0 | 0 | 0 | 0 | 0 | 0 | 0 | 0 | 0 | 0 | 0 | 0 | 0 | 0 | 0 | 0 | 0 | 0 | 0 | 0 | 0 | 0 | 0 | 0 | 0 | 0 | 0 | 0 | 0 | 0 | 0 | 0 | 0 | 0 | 0 | 0 | 0 | 0 | 0 | 0 | 0 | 0 | 0 | 0 | 0 | 0 | 0 | 0 | 0 | 0 | 0 | 0 | 0 | 0 | 0 | 0 | 0 | 0 | 0 | 0 | 0 | 0 | 0 | 0 | 0 | 0 | 0 | 0 | 0 | 0 | 0 | 0 | 0 | 0 | 0 | 0 | 0 | 0 | 0 | 0 | 0 | 0 | 0 | 0 | 0 | 0 | 0 | 0 | 0 | 0 | 0 | 0 | 0 | 0 | 0 | 0 | 0 | 0 | 0 | 0 | 0 | 0 | 0 | 0 | 0 | 0 | 0 | 0 | 0 | 0 | 0 | 0 | 0 | 0 | 0 | 0 | 0 | 0 | 0 | 0 | 0 | 0 | 0 | 0 | 0 | 0 | 0 | 0 | 0 | 0 | 0 | 0 | 0 | 0 | 0 | 0 | 0 | 0 | 0 | 0 | 0 | 0 | 0 | 0 | 0 | 0 | 0 | 0 | 0 | 0 | 0 | 0 | 0 | 0 | 0 | 0 | 0 | 0 | 0 | 0 | 0 | 0 | 0 | 0 | 0 | 0 | 0 | 0 | 0 | 0 | 0 | 0 | 0 | 0 | 0 | 0 | 0 | 0 | 0 | 0 | 0 | 0 | 0 | 0 | 0 | 0 | 0 | 0 | 0 | 0 | 0 | 0 | 0 | 0 | 0 | 0 | 0 | 0 | 0 | 0 | 0 | 0 | 0 | 0 | 0 | 0 | 0 | 0 | 0 | 0 | 0 | 0 | 0 | 0 | 0 | 0 | 0 | 0 | 0 | 0 | 0 | 0 | 0 | 0 | 0 | 0 | 0 | 0 | 0 | 0 | 0 | 0 | 0 | 0 | 0 | 0 | 0 | 0 | 0 | 0 | 0 | 0 | 0 | 0 | 0 | 0 | 0 | 0 | 0 | 0 | 0 | 0 | 0 | 0 | 0 | 0 | 0 | 0 | 0 | 0 | 0 | 0 | 0 | 0 | 0 | 0 | 0 | 0 | 0 | 0 | 0 | 0 | 0 | 0 | 0 | 0 | 0 | 0 | 0 | 0 | 0 | 0 | 0 | 0 | 0 | 0 | 0 | 0 | 0 | 0 | 0 | 0 | 0 | 0 | 0 | 0 | 0 | 0 | 0 | 0 | 0 | 0 | 0 | 0 | 0 | 0 | 0 | 0 | 0 | 0 | 0 | 0 | 0 | 0 | 0 | 0 | 0 | 0 | 0 | 0 | 0 | 0 | 0 | 0 | 0 | 0 | 0 | 0 | 0 | 0 | 0 | 0 | 0 | 0 | 0 | 0 | 0 | 0 | 0 | 0 | 0 | 0 | 0 | 0 | 0 | 0 | 0 | 0 | 0 | 0 | 0 | 0 | 0 | 0 | 0 | 0 | 0 | 0 | 0 | 0 | 0 | 0 | 0 | 0 | 0 | 0 | 0 | 0 | 0 | 0 | 0 | 0 | 0 | 0 | 0 | 0 | 0 | 0 | 0 | 0 | 0 | 0 | 0 | 0 | 0 | 0 | 0 | 0 | 0 | 0 | 0 | 0 | 0 | 0 | 0 | 0 | 0 | 0 | 0 | 0 | 0 | 0 | 0 | 0 | 0 | 0 | 0 | 0 | 0 | 0 | 0 | 0 | 0 | 0 | 0 | 0 | 0 | 0 | 0 | 0 | 0 | 0 | 0 | 0 | 0 | 0 | 0 | 0 | 0 | 0 | 0 | 0 | 0 | 0 | 0 | 0 | 0 | 0 | 0 | 0 | 0 | 0 | 0 | 0 | 0 | 0 | 0 | 0 | 0 | 0 | 0 | 0 | 0 | 0 | 0 | 0 | 0 | 0 | 0 | 0 | 0 | 0 | 0 | 0 | 0 | 0 | 0 | 0 | 0 | 0 | 0 | 0 | 0 | 0 | 0 | 0 | 0 | 0 | 0 | 0 | 0 | 0 | 0 | 0 | 0 | 0 | 0 | 0 | 0 | 0 | 0 | 0 | 0 | 0 | 0 | 0 | 0 | 0 | 0 | 0 | 0 | 0 | 0 | 0 | 0 | 0 | 0 | 0 | 0 | 0 | 0 | 0 | 0 | 0 | 0 | 0 | 0 | 0 | 0 | 0 | 0 | 0 | 0 | 0 | 0 | 0 | 0 | 0 | 0 | 0 | 0 | 0 | 0 | 0 | 0 | 0 | 0 | 0 | 0 | 0 | 0 | 0 | 0 | 0 | 0 | 0 | 0 | 0 | 0 | 0 | 0 | 0 | 0 | 0 | 0 | 0 | 0 | 0 | 0 | 0 | 0 | 0 | 0 | 0 | 0 | 0 | 0 | 0 | 0 | 0 | 0 | 0 | 0 | 0 | 0 | 0 | 0 | 0 | 0 | 0 | 0 | 0 | 0 | 0 | 0 | 0 | 0 | 0 | 0 | 0 | 0 | 0 | 0 | 0 | 0 | 0 | 0 | 0 | 0 | 0 | 0 | 0 | 0 | 0 | 0 | 0 | 0 | 0 | 0 | 0 | 0 | 0 | 0 | 0 | 0 | 0 | 0 | 0 | 0 | 0 | 0 | 0 | 0 | 0 | 0 | 0 | 0 | 0 | 0 | 0 | 0 | 0 | 0 | 0 | 0 | 0 | 0 | 0 | 0 | 0 | 0 | 0 | 0 | 0 | 0 | 0 | 0 | 0 | 0 | 0 | 0 | 0 | 0 | 0 | 0 | 0 | 0 | 0 | 0 | 0 | 0 | 0 | 0 | 0 | 0 | 0 | 0 | 0 | 0 | 0 | 0 | 0 | 0 | 0 | 0 | 0 | 0 | 0 | 0 | 0 | 0 | 0 | 0 | 0 | 0 | 0 | 0 | 0 | 0 | 0 | 0 | 0 | 0 | 0 | 0 | 0 | 0 | 0 | 0 | 0 | 0 | 0 | 0 | 0 | 0 | 0 | 0 | 0 | 0 | 0 | 0 | 0 | 0 | 0 | 0 | 0 | 0 | 0 | 0 | 0 | 0 | 0 | 0 | 0 | 0 | 0 | 0 | 0 | 0 | 0 | 0 | 0 | 0 | 0 | 0 | 0 | 0 | 0 | 0 | 0 | 0 | 0 | 0 | 0 | 0 | 0 | 0 | 0 | 0 | 0 | 0 | 0 | 0 | 0 | 0 | 0 | 0 | 0 | 0 | 0 | 0 | 0 | 0 | 0 | 0 | 0 | 0 | 0 | 0 | 0 | 0 | 0 | 0 | 0 | 0 | 0 | 0 | 0 | 0 | 0 | 0 | 0 | 0 | 0 | 0 | 0 | 0 | 0 | 0 | 0 | 0 | 0 | 0 | 0 | 0 | 0 | 0 | 0 | 0 | 0 | 0 | 0 | 0 | 0 | 0 | 0 | 0 | 0 | 0 | 0 | 0 | 0 | 0 | 0 | 0 | 0 | 0 | 0 | 0 | 0 | 0 | 0 | 0 | 0 | 0 | 0 | 0 | 0 | 0 | 0 | 0 | 0 | 0 | 0 | 0 | 0 | 0 | 0 | 0 | 0 | 0 | 0 | 0 | 0 | 0 | 0 | 0 | 0 | 0 | 0 | 0 | 0 | 0 | 0 | 0 | 0 | 0 | 0 | 0 | 0 | 0 | 0 | 0 | 0 | 0 | 0 | 0 | 0 | 0 | 0 | 0 | 0 | 0 | 0 | 0 | 0 | 0 | 0 | 0 | 0 | 0 | 0 | 0 | 0 | 0 | 0 | 0 | 0 | 0 | 0 | 0 | 0 | 0 | 0 | 0 | 0 | 0 | 0 | 0 | 0 | 0 | 0 | 0 | 0 | 0 | 0 | 0 | 0 | 0 | 0 | 0 | 0 | 0 | 0 | 0 | 0 | 0 | 0 | 0 | 0 | 0 | 0 | 0 | 0 | 0 | 0 | 0 | 0 | 0 | 0 | 0 | 0 | 0 | 0 | 0 | 0 | 0 | 0 | 0 | 0 | 0 | 0 | 0 | 0 | 0 | 0 | 0 | 0 | 0 | 0 | 0 | 0 | 0 | 0 | 0 | 0 | 0 | 0 | 0 | 0 | 0 | 0 | 0 | 0 | 0 | 0 | 0 | 0 | 0 | 0 | 0 | 0 | 0 | 0 | 0 | 0 | 0 | 0 | 0 | 0 | 0 | 0 | 0 | 0 | 0 | 0 | 0 | 0 | 0 | 0 | 0 | 0 | 0 | 0 | 0 | 0 | 0 | 0 | 0 | 0 | 0 | 0 | 0 | 0 | 0 | 0 | 0 | 0 | 0 | 0 | 0 | 0 | 0 | 0 | 0 | 0 | 0 | 0 | 0 | 0 | 0 | 0 | 0 | 0 | 0 | 0 | 0 | 0 | 0 | 0 | 0 | 0 | 0 | 0 | 0 | 0 | 0 | 0 | 0 | 0 | 0 | 0 | 0 | 0 | 0 | 0 | 0 | 0 | 0 | 0 | 0 | 0 | 0 | 0 | 0 | 0 | 0 | 0 | 0 | 0 | 0 | 0 | 0 | 0 | 0 | 0 | 0 | 0 | 0 | 0 | 0 | 0 | 0 | 0 | 0 | 0 | 0 | 0 | 0 | 0 | 0 | 0 | 0 | 0 | 0 | 0 | 0 | 0 | 0 | 0 | 0 | 0 | 0 | 0 | 0 | 0 | 0 | 0 | 0 | 0 | 0 | 0 | 0 | 0 | 0 | 0 | 0 | 0 | 0 | 0 | 0 | 0 | 0 | 0 | 0 | 0 | 0 | 0 | 0 | 0 | 0 | 0 | 0 | 0 | 0 | 0 | 0 | 0 | 0 | 0 | 0 | 0 | 0 | 0 | 0 | 0 | 0 | 0 | 0 | 0 | 0 | 0 | 0 | 0 | 0 | 0 | 0 | 0 | 0 | 0 | 0 | 0 | 0 | 0 | 0 | 0 | 0 | 0 | 0 | 0 | 0 | 0 | 0 | 0 | 0 | 0 | 0 | 0 | 0 | 0 | 0 | 0 | 0 | 0 | 0 | 0 | 0 | 0 | 0 | 0 | 0 | 0 | 0 | 0 | 0 | 0 | 0 | 0 | 0 | 0 | 0 | 0 | 0 | 0 | 0 | 0 | 0 | 0 | 0 | 0 | 0 | 0 | 0 | 0 | 0 | 0 | 0 | 0 | 0 | 0 | 0 | 0 | 0 | 0 | 0 | 0 | 0 | 0 | 0 | 0 | 0 | 0 | 0 | 0 | 0 | 0 | 0 | 0 | 0 | 0 | 0 | 0 | 0 | 0 | 0 | 0 | 0 | 0 | 0 | 0 | 0 | 0 | 0 | 0 | 0 | 0 | 0 | 0 | 0 | 0 | 0 | 0 | 0 | 0 | 0 | 0 | 0 | 0 | 0 | 0 | 0 | 0 | 0 | 0 | 0 | 0 | 0 | 0 | 0 | 0 | 0 | 0 | 0 | 0 | 0 | 0 | 0 | 0 | 0 | 0 | 0 | 0 | 0 | 0 | 0 | 0 | 0 | 0 | 0 | 0 | 0 | 0 | 0 | 0 | 0 | 0 | 0 | 0 | 0 | 0 | 0 | 0 | 0 | 0 | 0 | 0 | 0 | 0 | 0 | 0 | 0 | 0 | 0 | 0 | 0 | 0 | 0 | 0 | 0 | 0 | 0 | 0 | 0 | 0 | 0 | 0 | 0 | 0 | 0 | 0 | 0 | 0 | 0 | 0 | 0 | 0 | 0 | 0 | 0 | 0 | 0 | 0 | 0 | 0 | 0 | 0 | 0 | 0 | 0 | 0 | 0 | 0 | 0 | 0 | 0 | 0 | 0 | 0 | 0 | 0 | 0 | 0 | 0 | 0 | 0 | 0 | 0 | 0 | 0 | 0 | 0 | 0 | 0 | 0 | 0 | 0 | 0 | 0 | 0 | 0 | 0 | 0 | 0 | 0 | 0 | 0 | 0 | 0 | 0 | 0 | 0 | 0 | 0 | 0 | 0 | 0 | 0 | 0 | 0 | 0 | 0 | 0 | 0 | 0 | 0 | 0 | 0 | 0 | 0 | 0 | 0 | 0 | 0 | 0 | 0 | 0 | 0 | 0 | 0 | 0 | 0 | 0 | 0 | 0 | 0 | 0 | 0 | 0 | 0 | 0 | 0 | 0 | 0 | 0 | 0 | 0 | 0 | 0 | 0 | 0 | 0 | 0 | 0 | 0 | 0 | 0 | 0 | 0 | 0 | 0 | 0 | 0 | 0 | 0 | 0 | 0 | 0 | 0 | 0 | 0 | 0 | 0 | 0 | 0 | 0 | 0 | 0 | 0 | 0 | 0 | 0 | 0 | 0 | 0 | 0 | 0 | 0 | 0 | 0 | 0 | 0 | 0 | 0 | 0 | 0 | 0 | 0 | 0 | 0 | 0 | 0 | 0 | 0 | 0 | 0 | 0 | 0 | 0 | 0 | 0 | 0 | 0 | 0 | 0 | 0 | 0 | 0 | 0 | 0 | 0 | 0 | 0 | 0 | 0 | 0 | 0 | 0 | 0 | 0 | 0 | 0 | 0 | 0 | 0 | 0 | 0 | 0 | 0 | 0 | 0 | 0 | 0 | 0 | 0 | 0 | 0 | 0 | 0 | 0 | 0 | 0 | 0 | 0 | 0 | 0 | 0 | 0 | 0 | 0 | 0 | 0 | 0 | 0 | 0 | 0 | 0 | 0 | 0 | 0 | 0 | 0 | 0 | 0 | 0 | 0 | 0 | 0 | 0 | 0 | 0 | 0 | 0 | 0 | 0 | 0 | 0 | 0 | 0 | 0 | 0 | 0 | 0 | 0 | 0 | 0 | 0 | 0 | 0 | 0 | 0 | 0 | 0 | 0 | 0 | 0 | 0 | 0 | 0 | 0 | 0 | 0 | 0 | 0 | 0 | 0 | 0 | 0 | 0 | 0 | 0 | 0 | 0 | 0 | 0 | 0 | 0 | 0 | 0 | 0 | 0 | 0 | 0 | 0 | 0 | 0 | 0 | 0 | 0 | 0 | 0 | 0 | 0 | 0 | 0 | 0 | 0 | 0 | 0 | 0 | 0 | 0 | 0 | 0 | 0 | 0 | 0 | 0 | 0 | 0 | 0 | 0 | 0 | 0 | 0 | 0 | 0 | 0 | 0 | 0 | 0 | 0 | 0 | 0 | 0 | 0 | 0 | 0 | 0 | 0 | 0 | 0 | 0 | 0 | 0 | 0 | 0 | 0 | 0 | 0 | 0 | 0 | 0 | 0 | 0 | 0 | 0 | 0 | 0 | 0 | 0 | 0 | 0 | 0 | 0 | 0 | 0 | 0 | 0 | 0 | 0 | 0 | 0 | 0 | 0 | 0 | 0 | 0 | 0 | 0 | 0 | 0 | 0 | 0 | 0 | 0 | 0 | 0 | 0 | 0 | 0 | 0 | 0 | 0 | 0 | 0 | 0 | 0 | 0 | 0 | 0 | 0 | 0 | 0 | 0 | 0 | 0 | 0 | 0 | 0 | 0 | 0 | 0 | 0 | 0 | 0 | 0 | 0 | 0 | 0 | 0 | 0 | 0 | 0 | 0 | 0 | 0 | 0 | 0 | 0 | 0 | 0 | 0 | 0 | 0 | 0 | 0 | 0 | 0 | 0 | 0 | 0 | 0 | 0 | 0 | 0 | 0 | 0 | 0 | 0 | 0 | 0 | 0 | 0 | 0 | 0 | 0 | 0 | 0 | 0 | 0 | 0 | 0 | 0 | 0 | 0 | 0 | 0 | 0 | 0 | 0 | 0 | 0 | 0 | 0 | 0 | 0 | 0 | 0 | 0 | 0 | 0 | 0 | 0 | 0 | 0 | 0 | 0 | 0 | 0 | 0 | 0 | 0 | 0 | 0 | 0 | 0 | 0 | 0 | 0 | 0 | 0 | 0 | 0 | 0 | 0 | 0 | 0 | 0 | 0 | 0 | 0 | 0 | 0 | 0 | 0 | 0 | 0 | 0 | 0 | 0 | 0 | 0 | 0 | 0 | 0 | 0 | 0 | 0 | 0 | 0 | 0 | 0 | 0 | 0 | 0 | 0 | 0 | 0 | 0 | 0 | 0 | 0 | 0 | 0 | 0 | 0 | 0 | 0 | 0 | 0 | 0 | 0 | 0 | 0 | 0 | 0 | 0 | 0 | 0 | 0 | 0 | 0 | 0 | 0 | 0 | 0 | 0 | 0 | 0 | 0 | 0 | 0 | 0 | 0 | 0 | 0 | 0 | 0 | 0 | 0 | 0 | 0 | 0 | 0 | 0 | 0 | 0 | 0 | 0 | 0 | 0 | 0 | 0 | 0 | 0 | 0 | 0 | 0 | 0 | 0 | 0 | 0 | 0 | 0 | 0 | 0 | 0 | 0 | 0 | 0 | 0 | 0 | 0 | 0 | 0 | 0 | 0 | 0 | 0 | 0 | 0 | 0 | 0 | 0 | 0 | 0 | 0 | 0 | 0 | 0 | 0 | 0 | 0 | 0 | 0 | 0 | 0 | 0 | 0 | 0 | 0 | 0 | 0 | 0 | 0 | 0 | 0 | 0 | 0 | 0 | 0 | 0 | 0 | 0 | 0 | 0 | 0 | 0 | 0 | 0 | 0 | 0 | 0 | 0 | 0 | 0 | 0 | 0 | 0 | 0 | 0 | 0 | 0 | 0 | 0 | 0 | 0 | 0 | 0 | 0 | 0 | 0 | 0 | 0 | 0 | 0 | 0 | 0 | 0 | 0 | 0 | 0 | 0 | 0 | 0 | 0 | 0 | 0 | 0 | 0 | 0 | 0 | 0 | 0 | 0 | 0 | 0 | 0 | 0 | 0 | 0 | 0 | 0 | 0 | 0 | 0 | 0 | 0 | 0 | 0 | 0 | 0 | 0 | 0 | 0 | 0 | 0 | 0 | 0 | 0 | 0 | 0 | 0 | 0 | 0 | 0 | 0 | 0 | 0 | 0 | 0 | 0 | 0 | 0 | 0 | 0 | 0 | 0 | 0 | 0 | 0 | 0 | 0 | 0 | 0 | 0 | 0 | 0 | 0 | 0 | 0 | 0 | 0 | 0 | 0 | 0 | 0 | 0 | 0 | 0 | 0 | 0 | 0 | 0 | 0 | 0 | 0 | 0 | 0 | 0 | 0 | 0 | 0 | 0 | 0 | 0 | 0 | 0 | 0 | 0 | 0 | 0 | 0 | 0 | 0 | 0 | 0 | 0 | 0 | 0 | 0 | 0 | 0 | 0 | 0 | 0 | 0 | 0 | 0 | 0 | 0 | 0 | 0 | 0 | 0 | 0 | 0 | 0 | 0 | 0 | 0 | 0 | 0 | 0 | 0 | 0 | 0 | 0 | 0 | 0 | 0 | 0 | 0 | 0 | 0 | 0 | 0 | 0 | 0 | 0 | 0 | 0 | 0 | 0 | 0 | 0 | 0 | 0 | 0 | 0 | 0 | 0 | 0 | 0 | 0 | 0 | 0 | 0 | 0 | 0 | 0 | 0 | 0 | 0 | 0 | 0 | 0 | 0 | 0 | 0 | 0 | 0 | 0 | 0 | 0 | 0 | 0 | 0 | 0 | 0 | 0 | 0 | 0 | 0 | 0 | 0 | 0 | 0 | 0 | 0 | 0 | 0 | 0 | 0 | 0 | 0 | 0 | 0 | 0 | 0 | 0 | 0 | 0 | 0 | 0 | 0 | 0 | 0 | 0 | 0 | 0 | 0 | 0 | 0 | 0 | 0 | 0 | 0 | 0 | 0 | 0 | 0 | 0 | 0 | 0 | 0 | 0 | 0 | 0 | 0 | 0 | 0 | 0 | 0 | 0 | 0 | 0 | 0 | 0 | 0 | 0 | 0 | 0 | 0 | 0 | 0 | 0 | 0 | 0 | 0 | 0 | 0 | 0 | 0 | 0 | 0 | 0 | 0 | 0 | 0 | 0 | 0 | 0 | 0 | 0 | 0 | 0 | 0 | 0 | 0 | 0 | 0 | 0 | 0 | 0 | 0 | 0 | 0 | 0 | 0 | 0 | 0 | 0 | 0 | 0 | 0 | 0 | 0 | 0 | 0 | 0 | 0 | 0 | 0 | 0 | 0 | 0 | 0 | 0 | 0 | 0 | 0 | 0 | 0 | 0 | 0 | 0 | 0 | 0 | 0 | 0 | 0 | 0 | 0 | 0 | 0 | 0 | 0 | 0 | 0 | 0 | 0 | 0 | 0 | 0 | 0 | 0 | 0 | 0 | 0 | 0 | 0 | 0 | 0 | 0 | 0 | 0 | 0 | 0 | 0 | 0 | 0 | 0 | 0 | 0 | 0 | 0 | 0 | 0 | 0 | 0 | 0 | 0 | 0 | 0 | 0 | 0 | 0 | 0 | 0 | 0 | 0 | 0 | 0 | 0 | 0 | 0 | 0 | 0 | 0 | 0 | 0 | 0 | 0 | 0 | 0 | 0 | 0 | 0 | 0 | 0 | 0 | 0 | 0 | 0 | 0 | 0 | 0 | 0 | 0 | 0 | 0 | 0 | 0 | 0 | 0 | 0 | 0 | 0 | 0 | 0 | 0 | 0 | 0 | 0 | 0 | 0 | 0 | 0 | 0 | 0 | 0 | 0 | 0 | 0 | 0 | 0 | 0 | 0 | 0 | 0 | 0 | 0 | 0 | 0 | 0 | 0 | 0 | 0 | 0 | 0 | 0 | 0 | 0 | 0 | 0 | 0 | 0 | 0 | 0 | 0 | 0 | 0 | 0 | 0 | 0 | 0 | 0 | 0 | 0 | 0 | 0 | 0 | 0 | 0 | 0 | 0 | 0 | 0 | 0 | 0 | 0 | 0 | 0 | 0 | 0 | 0 | 0 | 0 | 0 | 0 | 0 | 0 | 0 | 0 | 0 | 0 | 0 | 0 | 0 | 0 | 0 | 0 | 0 | 0 | 0 | 0 | 0 | 0 | 0 | 0 | 0 | 0 | 0 | 0 | 0 | 0 | 0 | 0 | 0 | 0 | 0 | 0 | 0 | 0 | 0 | 0 | 0 | 0 | 0 | 0 | 0 | 0 | 0 | 0 | 0 | 0 | 0 | 0 | 0 | 0 | 0 | 0 | 0 | 0 | 0 | 0 | 0 | 0 | 0 | 0 | 0 | 0 | 0 | 0 | 0 | 0 | 0 | 0 | 0 | 0 | 0 | 0 | 0 | 0 | 0 | 0 | 0 | 0 | 0 | 0 | 0 | 0 | 0 | 0 | 0 | 0 | 0 | 0 | 0 | 0 | 0 | 0 | 0 | 0 | 0 | 0 | 0 | 0 | 0 | 0 | 0 | 0 | 0 | 0 | 0 | 0 | 0 | 0 | 0 | 0 | 0 | 0 | 0 | 0 | 0 | 0 | 0 | 0 | 0 | 0 | 0 | 0 | 0 | 0 | 0 | 0 | 0 | 0 | 0 | 0 | 0 | 0 | 0 | 0 | 0 | 0 | 0 | 0 | 0 | 0 | 0 | 0 | 0 | 0 | 0 | 0 | 0 | 0 | 0 | 0 | 0 | 0 | 0 | 0 | 0 | 0 | 0 | 0 | 0 | 0 | 0 | 0 | 0 | 0 | 0 | 0 | 0 | 0 | 0 | 0 | 0 | 0 | 0 | 0 | 0 | 0 | 0 | 0 | 0 | 0 | 0 | 0 | 0 | 0 | 0 | 0 | 0 | 0 | 0 | 0 | 0 | 0 | 0 | 0 | 0 | 0 | 0 | 0 | 0 | 0 | 0 | 0 | 0 | 0 | 0 | 0 | 0 | 0 | 0 | 0 | 0 | 0 | 0 | 0 | 0 | 0 | 0 | 0 | 0 | 0 | 0 | 0 | 0 | 0 | 0 | 0 | 0 | 0 | 0 | 0 | 0 | 0 | 0 | 0 | 0 | 0 | 0 | 0 | 0 | 0 | 0 | 0 | 0 | 0 | 0 | 0 | 0 | 0 | 0 | 0 | 0 | 0 | 0 | 0 | 0 | 0 | 0 | 0 | 0 | 0 | 0 | 0 | 0 | 0 | 0 | 0 | 0 | 0 | 0 | 0 | 0 | 0 | 0 | 0 | 0 | 0 | 0 | 0 | 0 | 0 | 0 | 0 | 0 | 0 | 0 | 0 | 0 | 0 | 0 | 0 | 0 | 0 | 0 | 0 | 0 | 0 | 0 | 0 | 0 | 0 | 0 | 0 | 0 | 0 | 0 | 0 | 0 | 0 | 0 | 0 | 0 | 0 | 0 | 0 | 0 | 0 | 0 | 0 | 0 | 0 | 0 | 0 | 0 | 0 | 0 | 0 | 0 | 0 | 0 | 0 | 0 | 0 | 0 | 0 | 0 | 0 | 0 | 0 | 0 | 0 | 0 | 0 | 0 | 0 | 0 | 0 | 0 | 0 | 0 | 0 | 0 | 0 | 0 | 0 | 0 | 0 | 0 | 0 | 0 | 0 | 0 | 0 | 0 | 0 | 0 | 0 | 0 | 0 | 0 | 0 | 0 | 0 | 0 | 0 | 0 | 0 | 0 | 0 | 0 | 0 | 0 | 0 | 0 | 0 | 0 | 0 | 0 | 0 | 0 | 0 | 0 | 0 | 0 | 0 | 0 | 0 | 0 | 0 | 0 | 0 | 0 | 0 | 0 | 0 | 0 | 0 | 0 | 0 | 0 | 0 | 0 | 0 | 0 | 0 | 0 | 0 | 0 | 0 | 0 | 0 | 0 | 0 | 0 | 0 | 0 | 0 | 0 | 0 | 0 | 0 | 0 | 0 | 0 | 0 | 0 | 0 | 0 | 0 | 0 | 0 | 0 | 0 | 0 | 0 | 0 | 0 | 0 | 0 | 0 | 0 | 0 | 0 | 0 | 0 | 0 | 0 | 0 | 0 | 0 | 0 | 0 | 0 | 0 | 0 | 0 | 0 | 0 | 0 | 0 | 0 | 0 | 0 | 0 | 0 | 0 | 0 | 0 | 0 | 0 | 0 | 0 | 0 | 0 | 0 | 0 | 0 | 0 | 0 | 0 | 0 | 0 | 0 | 0 | 0 | 0 | 0 | 0 | 0 | 0 | 0 | 0 | 0 | 0 | 0 | 0 | 0 | 0 | 0 | 0 | 0 | 0 | 0 | 0 | 0 | 0 | 0 | 0 | 0 | 0 | 0 | 0 | 0 | 0 | 0 | 0 | 0 | 0 | 0 | 0 | 0 | 0 | 0 | 0 | 0 | 0 | 0 | 0 | 0 | 0 | 0 | 0 | 0 | 0 | 0 | 0 | 0 | 0 | 0 | 0 | 0 | 0 | 0 | 0 | 0 | 0 | 0 | 0 | 0 | 0 | 0 | 0 | 0 | 0 | 0 | 0 | 0 | 0 | 0 | 0 | 0 | 0 | 0 | 0 | 0 | 0 | 0 | 0 | 0 | 0 | 0 | 0 | 0 | 0 | 0 | 0 | 0 | 0 | 0 | 0 | 0 | 0 | 0 | 0 | 0 | 0 | 0 | 0 | 0 | 0 | 0 | 0 | 0 | 0 | 0 | 0 | 0 | 0 | 0 | 0 | 0 | 0 | 0 | 0 | 0 | 0 | 0 | 0 | 0 | 0 | 0 | 0 | 0 | 0 | 0 | 0 | 0 | 0 | 0 | 0 | 0 | 0 | 0 | 0 | 0 | 0 | 0 | 0 | 0 | 0 | 0 | 0 | 0 | 0 | 0 | 0 | 0 | 0 | 0 | 0 | 0 | 0 | 0 | 0 | 0 | 0 | 0 | 0 | 0 | 0 | 0 | 0 | 0 | 0 | 0 | 0 | 0 | 0 | 0 | 0 | 0 | 0 | 0 | 0 | 0 | 0 | 0 | 0 | 0 | 0 | 0 | 0 | 0 | 0 | 0 | 0 | 0 | 0 | 0 | 0 | 0 | 0 | 0 | 0 | 0 | 0 | 0 | 0 | 0 | 0 | 0 | 0 | 0 | 0 | 0 | 0 | 0 | 0 | 0 | 0 | 0 | 0 | 0 | 0 | 0 | 0 | 0 | 0 | 0 | 0 | 0 | 0 | 0 | 0 | 0 | 0 | 0 | 0 | 0 | 0 | 0 | 0 | 0 | 0 | 0 | 0 | 0 | 0 | 0 | 0 | 0 | 0 | 0 | 0 | 0 | 0 | 0 | 0 | 0 | 0 | 0 | 0 | 0 | 0 | 0 | 0 | 0 | 0 | 0 | 0 | 0 | 0 | 0 | 0 | 0 | 0 | 0 | 0 | 0 | 0 | 0 | 0 | 0 | 0 | 0 | 0 | 0 | 0 | 0 | 0 | 0 | 0 | 0 | 0 | 0 | 0 | 0 | 0 | 0 | 0 | 0
Bouton 1
Bouton 1

## Canada1RNG
N° Results | Name of the cycle | Type of cycle | Name of the component | Type of Component | Power (kW) | Isentropic Efficiency | Pressure Ratio | Flaming Temperature (K) | Fuel Mass Flow (kg/s) | Number of Stages | Tip Speed (m/s) | Rotating Speed (RPM) | Mean Diameter (m) | Cost ($)
Results66 | External |  | Solar | Solar Heater | 15000 | 80 | 0 | 0 | 0 | 0 | 0 | 0 | 0 | 30000000
Results66 | Brayton1 | Regeneration Brayton | Comp | Compressor | -10155.4843 | 85 | 3.2 | 0 | 0 | 3 | 805.0016 | 15749 | 0.29731 | 399496.326
Results66 | Brayton1 | Regeneration Brayton | Cool1 | Cooler | 6975.5063 | 0 | 0 | 0 | 0 | 0 | 0 | 0 | 0 | 0
Results66 | Brayton1 | Regeneration Brayton | Comp2 | Compressor | -11627.1105 | 85 | 3.2 | 0 | 0 | 3 | 861.6471 | 15749 | 0.31823 | 399496.326
Results66 | Brayton1 | Regeneration Brayton | HX1 | Heat Exchanger | 1664.7313 | 0 | 0 | 0 | 0 | 0 | 0 | 0 | 0 | 5462.876
Results66 | Brayton1 | Regeneration Brayton | HX2 | Heat Exchanger | 32477.9908 | 0 | 0 | 0 | 0 | 0 | 0 | 0 | 0 | 21872.107
Results66 | Brayton1 | Regeneration Brayton | CC | Combustion Chamber | 0 | 0 | 0 | 1113.906 | 1.1832 | 0 | 0 | 0 | 0 | 139366.317
Results66 | Brayton1 | Regeneration Brayton | Turb1 | Gas Turbine | 36782.5948 | 88 | 0.112 | 0 | 0 | 5 | 326.3649 | 6000 | 0.03958 | 1149275.4093
[5 empty] | 71118.2284 | [8 empty] | 32114969.3613
Name of cycle | Type of Cycle | Power Produced by Cycle (kW) | Efficiency of the cycle | Pressure Ratio | Piloting Feed Name | Feed Mass Flow (kg/s) | Fuel Mass Flow (kg/s) | Cost ($)
Brayton1 | Regeneration Brayton | 15000 | 0.4494 | 10.24 | Feed | 75.4792 | 1.1832 | 2114969.3613

## Canada1Methane
N° Results | Name of the cycle | Type of cycle | Name of the component | Type of Component | Power (kW) | Isentropic Efficiency | Pressure Ratio | Flaming Temperature (K) | Fuel Mass Flow (kg/s) | Number of Stages | Tip Speed (m/s) | Rotating Speed (RPM) | Mean Diameter (m) | Cost ($)
Results65 | External |  | Solar | Solar Heater | 15000 | 80 | 0 | 0 | 0 | 0 | 0 | 0 | 0 | 30000000
Results65 | Brayton1 | Regeneration Brayton | Comp | Compressor | -8356.9101 | 85 | 3.2 | 0 | 0 | 3 | 805.0016 | 15749 | 0.29731 | 328744.0338
Results65 | Brayton1 | Regeneration Brayton | Cool1 | Cooler | 5740.1181 | 0 | 0 | 0 | 0 | 0 | 0 | 0 | 0 | 0
Results65 | Brayton1 | Regeneration Brayton | Comp2 | Compressor | -9567.9058 | 85 | 3.2 | 0 | 0 | 3 | 861.6471 | 15749 | 0.31823 | 328744.0338
Results65 | Brayton1 | Regeneration Brayton | HX1 | Heat Exchanger | 1369.9012 | 0 | 0 | 0 | 0 | 0 | 0 | 0 | 0 | 4116.9975
Results65 | Brayton1 | Regeneration Brayton | HX2 | Heat Exchanger | 26726.0173 | 0 | 0 | 0 | 0 | 0 | 0 | 0 | 0 | 19457.9766
Results65 | Brayton1 | Regeneration Brayton | CC | Combustion Chamber | 0 | 0 | 0 | 1217.2008 | 0.49806 | 0 | 0 | 0 | 0 | 115768.0738
Results65 | Brayton1 | Regeneration Brayton | Turb1 | Gas Turbine | 32924.8161 | 88 | 0.112 | 0 | 0 | 5 | 341.6404 | 6000 | 0.041433 | 938628.1031
[5 empty] | 63836.0367 | [8 empty] | 31735459.2186
Name of cycle | Type of Cycle | Power Produced by Cycle (kW) | Efficiency of the cycle | Pressure Ratio | Piloting Feed Name | Feed Mass Flow (kg/s) | Fuel Mass Flow (kg/s) | Cost ($)
Brayton1 | Regeneration Brayton | 15000.0002 | 0.54612 | 10.24 | Feed | 62.1115 | 0.49806 | 1735459.2186

## Canada2OneCycle
N° Results | Name of the cycle | Type of cycle | Name of the component | Type of Component | Power (kW) | Isentropic Efficiency | Pressure Ratio | Flaming Temperature (K) | Fuel Mass Flow (kg/s) | Number of Stages | Tip Speed (m/s) | Rotating Speed (RPM) | Mean Diameter (m) | Cost ($)
Results64 | Brayton1 | Regeneration Brayton | Comp1 | Compressor | -11188.2211 | 86 | 4 | 0 | 0 | 3 | 894.1693 | 15749 | 0.33024 | 650615.5716
Results64 | Brayton1 | Regeneration Brayton | Cool | Cooler | 10905.0542 | 0 | 0 | 0 | 0 | 0 | 0 | 0 | 0 | 0
Results64 | Brayton1 | Regeneration Brayton | Comp2 | Compressor | -11250.4902 | 87 | 4 | 0 | 0 | 3 | 901.0254 | 15749 | 0.33278 | 867487.4288
Results64 | Brayton1 | Regeneration Brayton | HX | Heat Exchanger | 19409.8922 | 0 | 0 | 0 | 0 | 0 | 0 | 0 | 0 | 21990.8812
Results64 | Brayton1 | Regeneration Brayton | Split | Splitter | 0 | 0 | 0 | 0 | 0 | 0 | 0 | 0 | 0 | 0
Results64 | Brayton1 | Regeneration Brayton | CC | Combustion Chamber | 0 | 0 | 0 | 1333.6568 | 0.93688 | 0 | 0 | 0 | 0 | 127457.7986
Results64 | Brayton1 | Regeneration Brayton | Mix1 | Mixer | 0 | 0 | 0 | 0 | 0 | 0 | 0 | 0 | 0 | 0
Results64 | Brayton1 | Regeneration Brayton | Turb1 | Gas Turbine | 19191.361 | 92 | 0.405 | 0 | 0 | 5 | 252.224 | 7500 | 0.024471 | 967565.8679
Results64 | Brayton1 | Regeneration Brayton | Turb2 | Gas Turbine | 15694.8925 | 92 | 0.405 | 0 | 0 | 5 | 228.2076 | 7500 | 0.022141 | 966822.1751
Results64 | Brayton1 | Regeneration Brayton | Turb3 | Gas Turbine | 12765.5596 | 92 | 0.405 | 0 | 0 | 5 | 205.8561 | 7500 | 0.019972 | 966822.0142
[5 empty] | 55528.0483 | [8 empty] | 4568761.7373
Name of cycle | Type of Cycle | Power Produced by Cycle (kW) | Efficiency of the cycle | Pressure Ratio | Piloting Feed Name | Feed Mass Flow (kg/s) | Fuel Mass Flow (kg/s) | Cost ($)
Brayton1 | Regeneration Brayton | 25213.1019 | 0.488 | 16 | Feed | 66.0084 | 0.93688 | 4568761.7373

## CanadaRNGTrue
Name of The Solution | N° Results | Name of cycle | Type of Cycle | Power Produced by Cycle (kW) | Efficiency of the cycle | Pressure Ratio | Piloting Feed Name | Feed Mass Flow (kg/s) | Fuel Mass Flow (kg/s) | Fuel Cost ($/kWh) | Cost ($/kWh) |  | Pressure Ratio | Efficiency | Power (kW) | Fuel Cost ($/kWh) | PEC+OM Cost ($/year) | PEC+OM Cost ($/kWh) | Total Cost ($/kWh) |  | MaxPR | MaxEFF | CostOpti
Brayton | Results n°1 | Brayton1 | Brayton | 23387.784 | 0.082586 | 3 | 1193.4309 | 170.9292 | 13.0259 | 0.2892 | 2161692.9963 |  | 3 | 0.082586 | 23387.784 | 0.2892 | 269146.3471 | 0.0014385 | 0.29064 |  | 16 | 0.20338 | 0.11343
Brayton | Results n°2 | Brayton1 | Brayton | 21199.4251 | 0.18093 | 10 | 1192.1261 | 105.1809 | 5.3893 | 0.132 | 5176545.144 |  | 10 | 0.18093 | 21199.4251 | 0.132 | 644517.1532 | 0.0038003 | 0.1358 |  |  |  |  | 190595076.8021
Brayton | Results n°3 | Brayton1 | Brayton | 20345.7848 | 0.2046 | 17 | 1191.3817 | 114.5085 | 4.5739 | 0.11673 | 10143029.7697 |  | 17 | 0.2046 | 20345.7848 | 0.11673 | 1262880.2591 | 0.0077589 | 0.12449 |  |  |  |  | 161759327.7333
Brayton | Results n°4 | Brayton1 | Brayton | 19942.355 | 0.20512 | 24 | 1192.5738 | 136.4875 | 4.472 | 0.11644 | 17860598.9245 |  | 24 | 0.20512 | 19942.355 | 0.11644 | 2223773.2028 | 0.013939 | 0.13038 |  |  |  |  | 158153169.56
Brayton | Results n°5 | Brayton1 | Brayton | 19706.8379 | 0.19097 | 31 | 1193.0676 | 173.3783 | 4.7466 | 0.12507 | 30421988.0967 |  | 31 | 0.19097 | 19706.8379 | 0.12507 | 3787756.6251 | 0.024026 | 0.14909 |  |  |  |  | 167864297.9006
Next | [20 empty] | MaxPR | MaxEFF | CostOpti
Regeneration Brayton | Results n°1 | Brayton1 | Regeneration Brayton | 16141.5744 | 0.21071 | 3 | 1191.2298 | 132.8038 | 3.5236 | 0.11335 | 1666488.3107 |  | 3 | 0.21071 | 16141.5744 | 0.11335 | 207489.7972 | 0.0016068 | 0.11496 |  | 9 | 0.33195 | 0.088609 | 124613801.6995
Regeneration Brayton | Results n°2 | Brayton1 | Regeneration Brayton | 16617.5815 | 0.31998 | 10 | 1191.3411 | 89.9481 | 2.3888 | 0.074642 | 4427321.2867 |  | 10 | 0.31998 | 16617.5815 | 0.074642 | 551233.3869 | 0.0041465 | 0.078789 |  |  |  |  | 84480037.4699
Regeneration Brayton | Results n°3 | Brayton1 | Regeneration Brayton | 20346.6972 | 0.20458 | 17 | 1191.3686 | 114.5354 | 4.5746 | 0.11675 | 10145408.9833 |  | 17 | 0.20458 | 20346.6972 | 0.11675 | 1263176.4883 | 0.0077603 | 0.12451 |  |  |  |  | 161783458.2167
Regeneration Brayton | Results n°4 | Brayton1 | Regeneration Brayton | 19943.4678 | 0.20509 | 24 | 1192.565 | 136.5245 | 4.4729 | 0.11646 | 17865428.7513 |  | 24 | 0.20509 | 19943.4678 | 0.11646 | 2224374.551 | 0.013942 | 0.1304 |  |  |  |  | 158185634.5416
Regeneration Brayton | Results n°5 | Brayton1 | Regeneration Brayton | 19708.2185 | 0.19093 | 31 | 1193.0611 | 173.436 | 4.7479 | 0.12509 | 30432115.1924 |  | 31 | 0.19093 | 19708.2185 | 0.12509 | 3789017.5214 | 0.024032 | 0.14912 |  |  |  |  | 167911268.0643
Next | [20 empty] | MaxPR | MaxEFF | CostOpti
Solar Brayton | Results n°1 | Brayton1 | Brayton | 20193.7389 | 0.085959 | 3 | 1193.8578 | 148.6138 | 10.8057 | 0.27785 | 1960667.1127 |  | 3 | 0.085959 | 20193.7389 | 0.27785 | 244117.1768 | 0.0015111 | 0.27937 |  | 16 | 0.20803 | 0.11139 | 382150746.0764
Solar Brayton | Results n°2 | Brayton1 | Brayton | 20844.4973 | 0.18594 | 10 | 1192.4684 | 103.8901 | 5.1563 | 0.12845 | 5170120.4552 |  | 10 | 0.18594 | 20844.4973 | 0.12845 | 643717.2332 | 0.0038602 | 0.13231 |  |  |  |  | 182356946.0043
Solar Brayton | Results n°3 | Brayton1 | Brayton | 20154.3982 | 0.20908 | 17 | 1193.6352 | 113.0268 | 4.4339 | 0.11424 | 10075074.8573 |  | 17 | 0.20908 | 20154.3982 | 0.11424 | 1254419.383 | 0.0077801 | 0.12202 |  |  |  |  | 156808997.6307
Solar Brayton | Results n°4 | Brayton1 | Brayton | 19883.1209 | 0.20771 | 24 | 1193.56 | 135.8344 | 4.403 | 0.11499 | 17850992.7779 |  | 24 | 0.20771 | 19883.1209 | 0.11499 | 2222577.1683 | 0.013973 | 0.12896 |  |  |  |  | 155715761.0052
Solar Brayton | Results n°5 | Brayton1 | Brayton | 19349.7982 | 0.19094 | 31 | 1190.8032 | 172.959 | 4.6613 | 0.12508 | 30443853.3988 |  | 31 | 0.19094 | 19349.7982 | 0.12508 | 3790479.0127 | 0.024487 | 0.14957 |  |  |  |  | 164847707.4414
Next | [20 empty] | MaxPR | MaxEFF | CostOpti
Solar Regeneration Brayton | Results n°1 | Brayton1 | Regeneration Brayton | 15760.9918 | 0.25597 | 3 | 1191.7626 | 124.9058 | 2.8322 | 0.093309 | 1397523.513 |  | 3 | 0.25597 | 15760.9918 | 0.093309 | 174001.7427 | 0.00138 | 0.094689 |  | 16 | 0.47838 | 0.049339 | 100163375.53
Solar Regeneration Brayton | Results n°2 | Brayton1 | Regeneration Brayton | 15902.0275 | 0.4551 | 10 | 1191.8436 | 70.8249 | 1.6072 | 0.05248 | 1933713.9973 |  | 10 | 0.4551 | 15902.0275 | 0.05248 | 240761.3198 | 0.0018925 | 0.054373 |  |  |  |  | 56839686.5861
Solar Regeneration Brayton | Results n°3 | Brayton1 | Regeneration Brayton | 16031.5754 | 0.47788 | 17 | 1191.9235 | 67.9462 | 1.5431 | 0.049979 | 2539532.4066 |  | 17 | 0.47788 | 16031.5754 | 0.049979 | 316190.075 | 0.0024654 | 0.052444 |  |  |  |  | 54571392.9493
Solar Regeneration Brayton | Results n°4 | Brayton1 | Regeneration Brayton | 16149.3053 | 0.47304 | 24 | 1192.0022 | 69.0925 | 1.5703 | 0.05049 | 3135703.0159 |  | 24 | 0.47304 | 16149.3053 | 0.05049 | 390417.6096 | 0.0030219 | 0.053512 |  |  |  |  | 55534222.7331
Solar Regeneration Brayton | Results n°5 | Brayton1 | Regeneration Brayton | 16262.0285 | 0.45985 | 31 | 1192.0799 | 71.5179 | 1.6266 | 0.051939 | 3744835.5622 |  | 31 | 0.45985 | 16262.0285 | 0.051939 | 466258.9988 | 0.003584 | 0.055523 |  |  |  |  | 57526816.1809
Next | [20 empty] | MaxPR | MaxEFF | CostOpti
Combined Cycle Regeneration | Results n°1 | Brayton1 | Brayton | 10456.0638 | 0.23373 | 3 | 1191.2298 | 77.5544 | 2.0577 | 0.10219 | 996909.7855 |  | 3 | 0.44955 | 15744.6813 | 0.10219 | 226459.2648 | 0.0017979 | 0.10398 |  | 9 | 0.54368 | 0.081068
Combined Cycle Regeneration | Results n°1 | Rankine1 | Rankine | 5288.6175 | 0.28165 | 48.1 | 0 | 12.5 | 0 | 0 | 821934.9131 |  | 10 | 0.53329 | 16028.0489 | 0.068247 | 428144.9042 | 0.003339 | 0.071586
Combined Cycle Regeneration | Results n°2 | Brayton1 | Brayton | 10794.1331 | 0.34996 | 10 | 1191.3411 | 53.4208 | 1.4187 | 0.068247 | 2646789.9639 |  | 17 | 0.43765 | 18287.2387 | 0.10998 | 818715.0286 | 0.0055962 | 0.11558
Combined Cycle Regeneration | Results n°2 | Rankine1 | Rankine | 5233.9158 | 0.28203 | 48.1 | 0 | 12.5 | 0 | 0 | 791926.001 |  | 24 | 0.44181 | 18024.518 | 0.10712 | 1319425.8418 | 0.0091502 | 0.11627
Combined Cycle Regeneration | Results n°3 | Brayton1 | Brayton | 12998.6212 | 0.21717 | 17 | 1192.5066 | 64.8718 | 2.7532 | 0.10998 | 5765846.6538 |  | 31 | 0.43596 | 17636.7652 | 0.11119 | 2061899.5982 | 0.014614 | 0.1258
Combined Cycle Regeneration | Results n°3 | Rankine1 | Rankine | 5288.6175 | 0.28165 | 48.1 | 0 | 12.5 | 0 | 0 | 809797.275
Combined Cycle Regeneration | Results n°4 | Brayton1 | Brayton | 12735.9005 | 0.22296 | 24 | 1193.3377 | 74.5794 | 2.6275 | 0.10712 | 9782128.6118
Combined Cycle Regeneration | Results n°4 | Rankine1 | Rankine | 5288.6175 | 0.28165 | 48.1 | 0 | 12.5 | 0 | 0 | 815056.2725
Combined Cycle Regeneration | Results n°5 | Brayton1 | Brayton | 12348.1477 | 0.21481 | 31 | 1190.7455 | 89.5663 | 2.6441 | 0.11119 | 15742746.5573
Combined Cycle Regeneration | Results n°5 | Rankine1 | Rankine | 5288.6175 | 0.28165 | 48.1 | 0 | 12.5 | 0 | 0 | 817737.9834
Next
Solar Combined Cycle | Results n°1 | Brayton1 | Brayton | 14360.8249 | 0.092659 | 3 | 1193.2402 | 95.6662 | 7.1288 | 0.25776 | 1234157.6406 |  | 3 | 0.34821 | 19649.4424 | 0.25776 | 253798.9933 | 0.0016145 | 0.25938 |  | 16 | 0.4447 | 0.10184
Solar Combined Cycle | Results n°1 | Rankine1 | Rankine | 5288.6175 | 0.28165 | 48.1 | 0 | 12.5 | 0 | 0 | 804270.5683 |  | 10 | 0.42419 | 18430.2115 | 0.12037 | 469395.478 | 0.0031836 | 0.12355
Solar Combined Cycle | Results n°2 | Brayton1 | Brayton | 13141.5941 | 0.19843 | 10 | 1193.3943 | 59.8869 | 3.0463 | 0.12037 | 2962548.4467 |  | 17 | 0.44587 | 17904.9671 | 0.10448 | 806238.145 | 0.0056286 | 0.11011
Solar Combined Cycle | Results n°2 | Rankine1 | Rankine | 5288.6175 | 0.28165 | 48.1 | 0 | 12.5 | 0 | 0 | 807478.2622 |  | 24 | 0.44546 | 17749.2765 | 0.10474 | 1303438.3715 | 0.0091795 | 0.11392
Solar Combined Cycle | Results n°3 | Brayton1 | Brayton | 12616.3496 | 0.2286 | 17 | 1191.8053 | 63.7754 | 2.5385 | 0.10448 | 5665310.3347 |  | 31 | 0.43885 | 17588.9698 | 0.10914 | 2049326.4951 | 0.014564 | 0.12371
Solar Combined Cycle | Results n°3 | Rankine1 | Rankine | 5288.6175 | 0.28165 | 48.1 | 0 | 12.5 | 0 | 0 | 810123.4584
Solar Combined Cycle | Results n°4 | Brayton1 | Brayton | 12460.6591 | 0.22803 | 24 | 1192.4842 | 73.6113 | 2.5135 | 0.10474 | 9653494.5393
Solar Combined Cycle | Results n°4 | Rankine1 | Rankine | 5288.6175 | 0.28165 | 48.1 | 0 | 12.5 | 0 | 0 | 815284.3575
Solar Combined Cycle | Results n°5 | Brayton1 | Brayton | 12300.3523 | 0.21884 | 31 | 1192.0462 | 88.9948 | 2.5854 | 0.10914 | 15641375.6388
Solar Combined Cycle | Results n°5 | Rankine1 | Rankine | 5288.6175 | 0.28165 | 48.1 | 0 | 12.5 | 0 | 0 | 818125.964
Next
[19 empty] | MaxPR | MaxPR | MaxEFF | CostOpti
[19 empty] | 0 | 0 | 0 | 0
|  | CH4 | 0 | 0 | 0 | 0 | 0 | 0 | 0 | 0 | 0 | 0 | 0 | 0 | 0 | 0 | 0 | 0 | 0 | 0 | 0 | 0 | 0 | 0 | 0 | 0 | 0 | 0 | 0 | 0 | 0 | 0 | 0 | 0 | 0 | 0 | 0 | 0 | 0 | 0 | 0 | 0 | 0 | 0 | 0 | 0 | 0 | 0 | 0 | 0 | 0 | 0 | 0 | 0 | 0 | 0 | 0 | 0 | 0 | 0 | 0 | 0 | 0 | 0 | 0 | 0 | 0 | 0 | 0 | 0 | 0 | 0 | 0 | 0 | 0 | 0 | 0 | 0 | 0 | 0 | 0 | 0 | 0 | 0 | 0 | 0 | 0 | 0 | 0 | 0 | 0 | 0 | 0 | 0 | 0 | 0 | 0 | 0 | 0 | 0 | 0 | 0 | 0 | 0 | 0 | 0 | 0 | 0 | 0 | 0 | 0 | 0 | 0 | 0 | 0 | 0 | 0 | 0 | 0 | 0 | 0 | 0 | 0 | 0 | 0 | 0 | 0 | 0 | 0 | 0 | 0 | 0 | 0 | 0 | 0 | 0 | 0 | 0 | 0 | 0 | 0 | 0 | 0 | 0 | 0 | 0 | 0 | 0 | 0 | 0 | 0 | 0 | 0 | 0 | 0 | 0 | 0 | 0 | 0 | 0 | 0 | 0 | 0 | 0 | 0 | 0 | 0 | 0 | 0 | 0 | 0 | 0 | 0 | 0 | 0 | 0 | 0 | 0 | 0 | 0 | 0 | 0 | 0 | 0 | 0 | 0 | 0 | 0 | 0 | 0 | 0 | 0 | 0 | 0 | 0 | 0 | 0 | 0 | 0 | 0 | 0 | 0 | 0 | 0 | 0 | 0 | 0 | 0 | 0 | 0 | 0 | 0 | 0 | 0 | 0 | 0 | 0 | 0 | 0 | 0 | 0 | 0 | 0 | 0 | 0 | 0 | 0 | 0 | 0 | 0 | 0 | 0 | 0 | 0 | 0 | 0 | 0 | 0 | 0 | 0 | 0 | 0 | 0 | 0 | 0 | 0 | 0 | 0 | 0 | 0 | 0 | 0 | 0 | 0 | 0 | 0 | 0 | 0 | 0 | 0 | 0 | 0 | 0 | 0 | 0 | 0 | 0 | 0 | 0 | 0 | 0 | 0 | 0 | 0 | 0 | 0 | 0 | 0 | 0 | 0 | 0 | 0 | 0 | 0 | 0 | 0 | 0 | 0 | 0 | 0 | 0 | 0 | 0 | 0 | 0 | 0 | 0 | 0 | 0 | 0 | 0 | 0 | 0 | 0 | 0 | 0 | 0 | 0 | 0 | 0 | 0 | 0 | 0 | 0 | 0 | 0 | 0 | 0 | 0 | 0 | 0 | 0 | 0 | 0 | 0 | 0 | 0 | 0 | 0 | 0 | 0 | 0 | 0 | 0 | 0 | 0 | 0 | 0 | 0 | 0 | 0 | 0 | 0 | 0 | 0 | 0 | 0 | 0 | 0 | 0 | 0 | 0 | 0 | 0 | 0 | 0 | 0 | 0 | 0 | 0 | 0 | 0 | 0 | 0 | 0 | 0 | 0 | 0 | 0 | 0 | 0 | 0 | 0 | 0 | 0 | 0 | 0 | 0 | 0 | 0 | 0 | 0 | 0 | 0 | 0 | 0 | 0 | 0 | 0 | 0 | 0 | 0 | 0 | 0 | 0 | 0 | 0 | 0 | 0 | 0 | 0 | 0 | 0 | 0 | 0 | 0 | 0 | 0 | 0 | 0 | 0 | 0 | 0 | 0 | 0 | 0 | 0 | 0 | 0 | 0 | 0 | 0 | 0 | 0 | 0 | 0 | 0 | 0 | 0 | 0 | 0 | 0 | 0 | 0 | 0 | 0 | 0 | 0 | 0 | 0 | 0 | 0 | 0 | 0 | 0 | 0 | 0 | 0 | 0 | 0 | 0 | 0 | 0 | 0 | 0 | 0 | 0 | 0 | 0 | 0 | 0 | 0 | 0 | 0 | 0 | 0 | 0 | 0 | 0 | 0 | 0 | 0 | 0 | 0 | 0 | 0 | 0 | 0 | 0 | 0 | 0 | 0 | 0 | 0 | 0 | 0 | 0 | 0 | 0 | 0 | 0 | 0 | 0 | 0 | 0 | 0 | 0 | 0 | 0 | 0 | 0 | 0 | 0 | 0 | 0 | 0 | 0 | 0 | 0 | 0 | 0 | 0 | 0 | 0 | 0 | 0 | 0 | 0 | 0 | 0 | 0 | 0 | 0 | 0 | 0 | 0 | 0 | 0 | 0 | 0 | 0 | 0 | 0 | 0 | 0 | 0 | 0 | 0 | 0 | 0 | 0 | 0 | 0 | 0 | 0 | 0 | 0 | 0 | 0 | 0 | 0 | 0 | 0 | 0 | 0 | 0 | 0 | 0 | 0 | 0 | 0 | 0 | 0 | 0 | 0 | 0 | 0 | 0 | 0 | 0 | 0 | 0 | 0 | 0 | 0 | 0 | 0 | 0 | 0 | 0 | 0 | 0 | 0 | 0 | 0 | 0 | 0 | 0 | 0 | 0 | 0 | 0 | 0 | 0 | 0 | 0 | 0 | 0 | 0 | 0 | 0 | 0 | 0 | 0 | 0 | 0 | 0 | 0 | 0 | 0 | 0 | 0 | 0 | 0 | 0 | 0 | 0 | 0 | 0 | 0 | 0 | 0 | 0 | 0 | 0 | 0 | 0 | 0 | 0 | 0 | 0 | 0 | 0 | 0 | 0 | 0 | 0 | 0 | 0 | 0 | 0 | 0 | 0 | 0 | 0 | 0 | 0 | 0 | 0 | 0 | 0 | 0 | 0 | 0 | 0 | 0 | 0 | 0 | 0 | 0 | 0 | 0 | 0 | 0 | 0 | 0 | 0 | 0 | 0 | 0 | 0 | 0 | 0 | 0 | 0 | 0 | 0 | 0 | 0 | 0 | 0 | 0 | 0 | 0 | 0 | 0 | 0 | 0 | 0 | 0 | 0 | 0 | 0 | 0 | 0 | 0 | 0 | 0 | 0 | 0 | 0 | 0 | 0 | 0 | 0 | 0 | 0 | 0 | 0 | 0 | 0 | 0 | 0 | 0 | 0 | 0 | 0 | 0 | 0 | 0 | 0 | 0 | 0 | 0 | 0 | 0 | 0 | 0 | 0 | 0 | 0 | 0 | 0 | 0 | 0 | 0 | 0 | 0 | 0 | 0 | 0 | 0 | 0 | 0 | 0 | 0 | 0 | 0 | 0 | 0 | 0 | 0 | 0 | 0 | 0 | 0 | 0 | 0 | 0 | 0 | 0 | 0 | 0 | 0 | 0 | 0 | 0 | 0 | 0 | 0 | 0 | 0 | 0 | 0 | 0 | 0 | 0 | 0 | 0 | 0 | 0 | 0 | 0 | 0 | 0 | 0 | 0 | 0 | 0 | 0 | 0 | 0 | 0 | 0 | 0 | 0 | 0 | 0 | 0 | 0 | 0 | 0 | 0 | 0 | 0 | 0 | 0 | 0 | 0 | 0 | 0 | 0 | 0 | 0 | 0 | 0 | 0 | 0 | 0 | 0 | 0 | 0 | 0 | 0 | 0 | 0 | 0 | 0 | 0 | 0 | 0 | 0 | 0 | 0 | 0 | 0 | 0 | 0 | 0 | 0 | 0 | 0 | 0 | 0 | 0 | 0 | 0 | 0 | 0 | 0 | 0 | 0 | 0 | 0 | 0 | 0 | 0 | 0 | 0 | 0 | 0 | 0 | 0 | 0 | 0 | 0 | 0 | 0 | 0 | 0 | 0 | 0 | 0 | 0 | 0 | 0 | 0 | 0 | 0 | 0 | 0 | 0 | 0 | 0 | 0 | 0 | 0 | 0 | 0 | 0 | 0 | 0 | 0 | 0 | 0 | 0 | 0 | 0 | 0 | 0 | 0 | 0 | 0 | 0 | 0 | 0 | 0 | 0 | 0 | 0 | 0 | 0 | 0 | 0 | 0 | 0 | 0 | 0 | 0 | 0 | 0 | 0 | 0 | 0 | 0 | 0 | 0 | 0 | 0 | 0 | 0 | 0 | 0 | 0 | 0 | 0 | 0 | 0 | 0 | 0 | 0 | 0 | 0 | 0 | 0 | 0 | 0 | 0 | 0 | 0 | 0 | 0 | 0 | 0 | 0 | 0 | 0 | 0 | 0 | 0 | 0 | 0 | 0 | 0 | 0 | 0 | 0 | 0 | 0 | 0 | 0 | 0 | 0 | 0 | 0 | 0 | 0 | 0 | 0 | 0 | 0 | 0 | 0 | 0 | 0 | 0 | 0 | 0 | 0 | 0 | 0 | 0 | 0 | 0 | 0 | 0 | 0 | 0 | 0 | 0 | 0 | 0 | 0 | 0 | 0 | 0 | 0 | 0 | 0 | 0 | 0 | 0 | 0 | 0 | 0 | 0 | 0 | 0 | 0 | 0 | 0 | 0 | 0 | 0 | 0 | 0 | 0 | 0 | 0 | 0 | 0 | 0 | 0 | 0 | 0 | 0 | 0 | 0 | 0 | 0 | 0 | 0 | 0 | 0 | 0 | 0 | 0 | 0 | 0 | 0 | 0 | 0 | 0 | 0 | 0 | 0 | 0 | 0 | 0 | 0 | 0 | 0 | 0 | 0 | 0 | 0 | 0 | 0 | 0 | 0 | 0 | 0 | 0 | 0 | 0 | 0 | 0 | 0 | 0 | 0 | 0 | 0 | 0 | 0 | 0 | 0 | 0 | 0 | 0 | 0 | 0 | 0 | 0 | 0 | 0 | 0 | 0 | 0 | 0 | 0 | 0 | 0 | 0 | 0 | 0 | 0 | 0 | 0 | 0 | 0 | 0 | 0 | 0 | 0 | 0 | 0 | 0 | 0 | 0 | 0 | 0 | 0 | 0 | 0 | 0 | 0 | 0 | 0 | 0 | 0 | 0 | 0 | 0 | 0 | 0 | 0 | 0 | 0 | 0 | 0 | 0 | 0 | 0 | 0 | 0 | 0 | 0 | 0 | 0 | 0 | 0 | 0 | 0 | 0 | 0 | 0 | 0 | 0 | 0 | 0 | 0 | 0 | 0 | 0 | 0 | 0 | 0 | 0 | 0 | 0 | 0 | 0 | 0 | 0 | 0 | 0 | 0 | 0 | 0 | 0 | 0 | 0 | 0 | 0 | 0 | 0 | 0 | 0 | 0 | 0 | 0 | 0 | 0 | 0 | 0 | 0 | 0 | 0 | 0 | 0 | 0 | 0 | 0 | 0 | 0 | 0 | 0 | 0 | 0 | 0 | 0 | 0 | 0 | 0 | 0 | 0 | 0 | 0 | 0 | 0 | 0 | 0 | 0 | 0 | 0 | 0 | 0 | 0 | 0 | 0 | 0 | 0 | 0 | 0 | 0 | 0 | 0 | 0 | 0 | 0 | 0 | 0 | 0 | 0 | 0 | 0 | 0 | 0 | 0 | 0 | 0 | 0 | 0 | 0 | 0 | 0 | 0 | 0 | 0 | 0 | 0 | 0 | 0 | 0 | 0 | 0 | 0 | 0 | 0 | 0 | 0 | 0 | 0 | 0 | 0 | 0 | 0 | 0 | 0 | 0 | 0 | 0 | 0 | 0 | 0 | 0 | 0 | 0 | 0 | 0 | 0 | 0 | 0 | 0 | 0 | 0 | 0 | 0 | 0 | 0 | 0 | 0 | 0 | 0 | 0 | 0 | 0 | 0 | 0 | 0 | 0 | 0 | 0 | 0 | 0 | 0 | 0 | 0 | 0 | 0 | 0 | 0 | 0 | 0 | 0 | 0 | 0 | 0 | 0 | 0 | 0 | 0 | 0 | 0 | 0 | 0 | 0 | 0 | 0 | 0 | 0 | 0 | 0 | 0 | 0 | 0 | 0 | 0 | 0 | 0 | 0 | 0 | 0 | 0 | 0 | 0 | 0 | 0 | 0 | 0 | 0 | 0 | 0 | 0 | 0 | 0 | 0 | 0 | 0 | 0 | 0 | 0 | 0 | 0 | 0 | 0 | 0 | 0 | 0 | 0 | 0 | 0 | 0 | 0 | 0 | 0 | 0 | 0 | 0 | 0 | 0 | 0 | 0 | 0 | 0 | 0 | 0 | 0 | 0 | 0 | 0 | 0 | 0 | 0 | 0 | 0 | 0 | 0 | 0 | 0 | 0 | 0 | 0 | 0 | 0 | 0 | 0 | 0 | 0 | 0 | 0 | 0 | 0 | 0 | 0 | 0 | 0 | 0 | 0 | 0 | 0 | 0 | 0 | 0 | 0 | 0 | 0 | 0 | 0 | 0 | 0 | 0 | 0 | 0 | 0 | 0 | 0 | 0 | 0 | 0 | 0 | 0 | 0 | 0 | 0 | 0 | 0 | 0 | 0 | 0 | 0 | 0 | 0 | 0 | 0 | 0 | 0 | 0 | 0 | 0 | 0 | 0 | 0 | 0 | 0 | 0 | 0 | 0 | 0 | 0 | 0 | 0 | 0 | 0 | 0 | 0 | 0 | 0 | 0 | 0 | 0 | 0 | 0 | 0 | 0 | 0 | 0 | 0 | 0 | 0 | 0 | 0 | 0 | 0 | 0 | 0 | 0 | 0 | 0 | 0 | 0 | 0 | 0 | 0 | 0 | 0 | 0 | 0 | 0 | 0 | 0 | 0 | 0 | 0 | 0 | 0 | 0 | 0 | 0 | 0 | 0 | 0 | 0 | 0 | 0 | 0 | 0 | 0 | 0 | 0 | 0 | 0 | 0 | 0 | 0 | 0 | 0 | 0 | 0 | 0 | 0 | 0 | 0 | 0 | 0 | 0 | 0 | 0 | 0 | 0 | 0 | 0 | 0 | 0 | 0 | 0 | 0 | 0 | 0 | 0 | 0 | 0 | 0 | 0 | 0 | 0 | 0 | 0 | 0 | 0 | 0 | 0 | 0 | 0 | 0 | 0 | 0 | 0 | 0 | 0 | 0 | 0 | 0 | 0 | 0 | 0 | 0 | 0 | 0 | 0 | 0 | 0 | 0 | 0 | 0 | 0 | 0 | 0 | 0 | 0 | 0 | 0 | 0 | 0 | 0 | 0 | 0 | 0 | 0 | 0 | 0 | 0 | 0 | 0 | 0 | 0 | 0 | 0 | 0 | 0 | 0 | 0 | 0 | 0 | 0 | 0 | 0 | 0 | 0 | 0 | 0 | 0 | 0 | 0 | 0 | 0 | 0 | 0 | 0 | 0 | 0 | 0 | 0 | 0 | 0 | 0 | 0 | 0 | 0 | 0 | 0 | 0 | 0 | 0 | 0 | 0 | 0 | 0 | 0 | 0 | 0 | 0 | 0 | 0 | 0 | 0 | 0 | 0 | 0 | 0 | 0 | 0 | 0 | 0 | 0 | 0 | 0 | 0 | 0 | 0 | 0 | 0 | 0 | 0 | 0 | 0 | 0 | 0 | 0 | 0 | 0 | 0 | 0 | 0 | 0 | 0 | 0 | 0 | 0 | 0 | 0 | 0 | 0 | 0 | 0 | 0 | 0 | 0 | 0 | 0 | 0 | 0 | 0 | 0 | 0 | 0 | 0 | 0 | 0 | 0 | 0 | 0 | 0 | 0 | 0 | 0 | 0 | 0 | 0 | 0 | 0 | 0 | 0 | 0 | 0 | 0 | 0 | 0 | 0 | 0 | 0 | 0 | 0 | 0 | 0 | 0 | 0 | 0 | 0 | 0 | 0 | 0 | 0 | 0 | 0 | 0 | 0 | 0 | 0 | 0 | 0 | 0 | 0 | 0 | 0 | 0 | 0 | 0 | 0 | 0 | 0 | 0 | 0 | 0 | 0 | 0 | 0 | 0 | 0 | 0 | 0 | 0 | 0 | 0 | 0 | 0 | 0 | 0 | 0 | 0 | 0 | 0 | 0 | 0 | 0 | 0 | 0 | 0 | 0 | 0 | 0 | 0 | 0 | 0 | 0 | 0 | 0 | 0 | 0 | 0 | 0 | 0 | 0 | 0 | 0 | 0 | 0 | 0 | 0 | 0 | 0 | 0 | 0 | 0 | 0 | 0 | 0 | 0 | 0 | 0 | 0 | 0 | 0 | 0 | 0 | 0 | 0 | 0 | 0 | 0 | 0 | 0 | 0 | 0 | 0 | 0 | 0 | 0 | 0 | 0 | 0 | 0 | 0 | 0 | 0 | 0 | 0 | 0 | 0 | 0 | 0 | 0 | 0 | 0 | 0 | 0 | 0 | 0 | 0 | 0 | 0 | 0 | 0 | 0 | 0 | 0 | 0 | 0 | 0 | 0 | 0 | 0 | 0 | 0 | 0 | 0 | 0 | 0 | 0 | 0 | 0 | 0 | 0 | 0 | 0 | 0 | 0 | 0 | 0 | 0 | 0 | 0 | 0 | 0 | 0 | 0 | 0 | 0 | 0 | 0 | 0 | 0 | 0 | 0 | 0 | 0 | 0 | 0 | 0 | 0 | 0 | 0 | 0 | 0 | 0 | 0 | 0 | 0 | 0 | 0 | 0 | 0 | 0 | 0 | 0 | 0 | 0 | 0 | 0 | 0 | 0 | 0 | 0 | 0 | 0 | 0 | 0 | 0 | 0 | 0 | 0 | 0 | 0 | 0 | 0 | 0 | 0 | 0 | 0 | 0 | 0 | 0 | 0 | 0 | 0 | 0 | 0 | 0 | 0 | 0 | 0 | 0 | 0 | 0 | 0 | 0 | 0 | 0 | 0 | 0 | 0 | 0 | 0 | 0 | 0 | 0 | 0 | 0 | 0 | 0 | 0 | 0 | 0 | 0 | 0 | 0 | 0 | 0 | 0 | 0 | 0 | 0 | 0 | 0 | 0 | 0 | 0 | 0 | 0 | 0 | 0 | 0 | 0 | 0 | 0 | 0 | 0 | 0 | 0 | 0 | 0 | 0 | 0 | 0 | 0 | 0 | 0 | 0 | 0 | 0 | 0 | 0 | 0 | 0 | 0 | 0 | 0 | 0 | 0 | 0 | 0 | 0 | 0 | 0 | 0 | 0 | 0 | 0 | 0 | 0 | 0 | 0 | 0 | 0 | 0 | 0 | 0 | 0 | 0 | 0 | 0 | 0 | 0 | 0 | 0 | 0 | 0 | 0 | 0 | 0 | 0 | 0 | 0 | 0 | 0 | 0 | 0 | 0 | 0 | 0 | 0 | 0 | 0 | 0 | 0 | 0 | 0 | 0 | 0 | 0 | 0 | 0 | 0 | 0 | 0 | 0 | 0 | 0 | 0 | 0 | 0 | 0 | 0 | 0 | 0 | 0 | 0 | 0 | 0 | 0 | 0 | 0 | 0 | 0 | 0 | 0 | 0 | 0 | 0 | 0 | 0 | 0 | 0 | 0 | 0 | 0 | 0 | 0 | 0 | 0 | 0 | 0 | 0 | 0 | 0 | 0 | 0 | 0 | 0 | 0 | 0 | 0 | 0 | 0 | 0 | 0 | 0 | 0 | 0 | 0 | 0 | 0 | 0 | 0 | 0 | 0 | 0 | 0 | 0 | 0 | 0 | 0 | 0 | 0 | 0 | 0 | 0 | 0 | 0 | 0 | 0 | 0 | 0 | 0 | 0 | 0 | 0 | 0 | 0 | 0 | 0 | 0 | 0 | 0 | 0 | 0 | 0 | 0 | 0 | 0 | 0 | 0 | 0 | 0 | 0 | 0 | 0 | 0 | 0 | 0 | 0 | 0 | 0 | 0 | 0 | 0 | 0 | 0 | 0 | 0 | 0 | 0 | 0 | 0 | 0 | 0 | 0 | 0 | 0 | 0 | 0 | 0 | 0 | 0 | 0 | 0 | 0 | 0 | 0 | 0 | 0 | 0 | 0 | 0 | 0 | 0 | 0 | 0 | 0 | 0 | 0 | 0 | 0 | 0 | 0 | 0 | 0 | 0 | 0 | 0 | 0 | 0 | 0 | 0 | 0 | 0 | 0 | 0 | 0 | 0 | 0 | 0 | 0 | 0 | 0 | 0 | 0 | 0 | 0 | 0 | 0 | 0 | 0 | 0 | 0 | 0 | 0 | 0 | 0 | 0 | 0 | 0 | 0 | 0 | 0 | 0 | 0 | 0 | 0 | 0 | 0 | 0 | 0 | 0 | 0 | 0 | 0 | 0 | 0 | 0 | 0 | 0 | 0 | 0 | 0 | 0 | 0 | 0 | 0 | 0 | 0 | 0 | 0 | 0 | 0 | 0 | 0 | 0 | 0 | 0 | 0 | 0 | 0 | 0 | 0 | 0 | 0 | 0 | 0 | 0 | 0 | 0 | 0 | 0 | 0 | 0 | 0 | 0 | 0 | 0 | 0 | 0 | 0 | 0 | 0 | 0 | 0 | 0 | 0 | 0 | 0 | 0 | 0 | 0 | 0 | 0 | 0 | 0 | 0 | 0 | 0 | 0 | 0 | 0 | 0 | 0 | 0 | 0 | 0 | 0 | 0 | 0 | 0 | 0 | 0 | 0 | 0 | 0 | 0 | 0 | 0 | 0 | 0 | 0 | 0 | 0 | 0 | 0 | 0 | 0 | 0 | 0 | 0 | 0 | 0 | 0 | 0 | 0 | 0 | 0 | 0 | 0 | 0 | 0 | 0 | 0 | 0 | 0 | 0 | 0 | 0 | 0 | 0 | 0 | 0 | 0 | 0 | 0 | 0 | 0 | 0 | 0 | 0 | 0 | 0 | 0 | 0 | 0 | 0 | 0 | 0 | 0 | 0 | 0 | 0 | 0 | 0 | 0 | 0 | 0 | 0 | 0 | 0 | 0 | 0 | 0 | 0 | 0 | 0 | 0 | 0 | 0 | 0 | 0 | 0 | 0 | 0 | 0 | 0 | 0 | 0 | 0 | 0 | 0 | 0 | 0 | 0 | 0 | 0 | 0 | 0 | 0 | 0 | 0 | 0 | 0 | 0 | 0 | 0 | 0 | 0 | 0 | 0 | 0 | 0 | 0 | 0 | 0 | 0 | 0 | 0 | 0 | 0 | 0 | 0 | 0 | 0 | 0 | 0 | 0 | 0 | 0 | 0 | 0 | 0 | 0 | 0 | 0 | 0 | 0 | 0 | 0 | 0 | 0 | 0 | 0 | 0 | 0 | 0 | 0 | 0 | 0 | 0 | 0 | 0 | 0 | 0 | 0 | 0 | 0 | 0 | 0 | 0 | 0 | 0 | 0 | 0 | 0 | 0 | 0 | 0 | 0 | 0 | 0 | 0 | 0 | 0 | 0 | 0 | 0 | 0 | 0 | 0 | 0 | 0 | 0 | 0 | 0 | 0 | 0 | 0 | 0 | 0 | 0 | 0 | 0 | 0 | 0 | 0 | 0 | 0 | 0 | 0 | 0 | 0 | 0 | 0 | 0 | 0 | 0 | 0 | 0 | 0 | 0 | 0 | 0 | 0 | 0 | 0 | 0 | 0 | 0 | 0 | 0 | 0 | 0 | 0 | 0 | 0 | 0 | 0 | 0 | 0 | 0 | 0 | 0 | 0 | 0 | 0 | 0 | 0 | 0 | 0 | 0 | 0 | 0 | 0 | 0 | 0 | 0 | 0 | 0 | 0 | 0 | 0 | 0 | 0 | 0 | 0 | 0 | 0 | 0 | 0 | 0 | 0 | 0 | 0 | 0 | 0 | 0 | 0 | 0 | 0 | 0 | 0 | 0 | 0 | 0 | 0 | 0 | 0 | 0 | 0 | 0 | 0 | 0 | 0 | 0 | 0 | 0 | 0 | 0 | 0 | 0 | 0 | 0 | 0 | 0 | 0 | 0 | 0 | 0 | 0 | 0 | 0 | 0 | 0 | 0 | 0 | 0 | 0 | 0 | 0 | 0 | 0 | 0 | 0 | 0 | 0 | 0 | 0 | 0 | 0 | 0 | 0 | 0 | 0 | 0 | 0 | 0 | 0 | 0 | 0 | 0 | 0 | 0 | 0 | 0 | 0 | 0 | 0 | 0 | 0 | 0 | 0 | 0 | 0 | 0 | 0 | 0 | 0 | 0 | 0 | 0 | 0 | 0 | 0 | 0 | 0 | 0 | 0 | 0 | 0 | 0 | 0 | 0 | 0 | 0 | 0 | 0 | 0 | 0 | 0 | 0 | 0 | 0 | 0 | 0 | 0 | 0 | 0 | 0 | 0 | 0 | 0 | 0 | 0 | 0 | 0 | 0 | 0 | 0 | 0 | 0 | 0 | 0 | 0 | 0 | 0 | 0 | 0 | 0 | 0 | 0 | 0 | 0 | 0 | 0 | 0 | 0 | 0 | 0 | 0 | 0 | 0 | 0 | 0 | 0 | 0 | 0 | 0 | 0 | 0 | 0 | 0 | 0 | 0 | 0 | 0 | 0 | 0 | 0 | 0 | 0 | 0 | 0 | 0 | 0 | 0 | 0 | 0 | 0 | 0 | 0 | 0 | 0 | 0 | 0 | 0 | 0 | 0 | 0 | 0 | 0 | 0 | 0 | 0 | 0 | 0 | 0 | 0 | 0 | 0 | 0 | 0 | 0 | 0 | 0 | 0 | 0 | 0 | 0 | 0 | 0 | 0 | 0 | 0 | 0 | 0 | 0 | 0 | 0 | 0 | 0 | 0 | 0 | 0 | 0 | 0 | 0 | 0 | 0 | 0 | 0 | 0 | 0 | 0 | 0 | 0 | 0 | 0 | 0 | 0 | 0 | 0 | 0 | 0 | 0 | 0 | 0 | 0 | 0 | 0 | 0 | 0 | 0 | 0 | 0 | 0 | 0 | 0 | 0 | 0 | 0 | 0 | 0 | 0 | 0 | 0 | 0 | 0 | 0 | 0 | 0 | 0 | 0 | 0 | 0 | 0 | 0 | 0 | 0 | 0 | 0 | 0 | 0 | 0 | 0 | 0 | 0 | 0 | 0 | 0 | 0 | 0 | 0 | 0 | 0 | 0 | 0 | 0 | 0 | 0 | 0 | 0 | 0 | 0 | 0 | 0 | 0 | 0 | 0 | 0 | 0 | 0 | 0 | 0 | 0 | 0 | 0 | 0 | 0 | 0 | 0 | 0 | 0 | 0 | 0 | 0 | 0 | 0 | 0 | 0 | 0 | 0 | 0 | 0 | 0 | 0 | 0 | 0 | 0 | 0 | 0 | 0 | 0 | 0 | 0 | 0 | 0 | 0 | 0 | 0 | 0 | 0 | 0 | 0 | 0 | 0 | 0 | 0 | 0 | 0 | 0 | 0 | 0 | 0 | 0 | 0 | 0 | 0 | 0 | 0 | 0 | 0 | 0 | 0 | 0 | 0 | 0 | 0 | 0 | 0 | 0 | 0 | 0 | 0 | 0 | 0 | 0 | 0 | 0 | 0 | 0 | 0 | 0 | 0 | 0 | 0 | 0 | 0 | 0 | 0 | 0 | 0 | 0 | 0 | 0 | 0 | 0 | 0 | 0 | 0 | 0 | 0 | 0 | 0 | 0 | 0 | 0 | 0 | 0 | 0 | 0 | 0 | 0 | 0 | 0 | 0 | 0 | 0 | 0 | 0 | 0 | 0 | 0 | 0 | 0 | 0 | 0 | 0 | 0 | 0 | 0 | 0 | 0 | 0 | 0 | 0 | 0 | 0 | 0 | 0 | 0 | 0 | 0 | 0 | 0 | 0 | 0 | 0 | 0 | 0 | 0 | 0 | 0 | 0 | 0 | 0 | 0 | 0 | 0 | 0 | 0 | 0 | 0 | 0 | 0 | 0 | 0 | 0 | 0 | 0 | 0 | 0 | 0 | 0 | 0 | 0 | 0 | 0 | 0 | 0 | 0 | 0 | 0 | 0 | 0 | 0 | 0 | 0 | 0 | 0 | 0 | 0 | 0 | 0 | 0 | 0 | 0 | 0 | 0 | 0 | 0 | 0 | 0 | 0 | 0 | 0 | 0 | 0 | 0 | 0 | 0 | 0 | 0 | 0 | 0 | 0 | 0 | 0 | 0 | 0 | 0 | 0 | 0 | 0 | 0 | 0 | 0 | 0 | 0 | 0 | 0 | 0 | 0 | 0 | 0 | 0 | 0 | 0 | 0 | 0 | 0 | 0 | 0 | 0 | 0 | 0 | 0 | 0 | 0 | 0 | 0 | 0 | 0 | 0 | 0 | 0 | 0 | 0 | 0 | 0 | 0 | 0 | 0 | 0 | 0 | 0 | 0 | 0 | 0 | 0 | 0 | 0 | 0 | 0 | 0 | 0 | 0 | 0 | 0 | 0 | 0 | 0 | 0 | 0 | 0 | 0 | 0 | 0 | 0 | 0 | 0 | 0 | 0 | 0 | 0 | 0 | 0 | 0 | 0 | 0 | 0 | 0 | 0 | 0 | 0 | 0 | 0 | 0 | 0 | 0 | 0 | 0 | 0 | 0 | 0 | 0 | 0 | 0 | 0 | 0 | 0 | 0 | 0 | 0 | 0 | 0 | 0 | 0 | 0 | 0 | 0 | 0 | 0 | 0 | 0 | 0 | 0 | 0 | 0 | 0 | 0 | 0 | 0 | 0 | 0 | 0 | 0 | 0 | 0 | 0 | 0 | 0 | 0 | 0 | 0 | 0 | 0 | 0 | 0 | 0 | 0 | 0 | 0 | 0 | 0 | 0 | 0 | 0 | 0 | 0 | 0 | 0 | 0 | 0 | 0 | 0 | 0 | 0 | 0 | 0 | 0 | 0 | 0 | 0 | 0 | 0 | 0 | 0 | 0 | 0 | 0 | 0 | 0 | 0 | 0 | 0 | 0 | 0 | 0 | 0 | 0 | 0 | 0 | 0 | 0 | 0 | 0 | 0 | 0 | 0 | 0 | 0 | 0 | 0 | 0 | 0 | 0 | 0 | 0 | 0 | 0 | 0 | 0 | 0 | 0 | 0 | 0 | 0 | 0 | 0 | 0 | 0 | 0 | 0 | 0 | 0 | 0 | 0 | 0 | 0 | 0 | 0 | 0 | 0 | 0 | 0 | 0 | 0 | 0 | 0 | 0 | 0 | 0 | 0 | 0 | 0 | 0 | 0 | 0 | 0 | 0 | 0 | 0 | 0 | 0 | 0 | 0 | 0 | 0 | 0 | 0 | 0 | 0 | 0 | 0 | 0 | 0 | 0 | 0 | 0 | 0 | 0 | 0 | 0 | 0 | 0 | 0 | 0 | 0 | 0 | 0 | 0 | 0 | 0 | 0 | 0 | 0 | 0 | 0 | 0 | 0 | 0 | 0 | 0 | 0 | 0 | 0 | 0 | 0 | 0 | 0 | 0 | 0 | 0 | 0 | 0 | 0 | 0 | 0 | 0 | 0 | 0 | 0 | 0 | 0 | 0 | 0 | 0 | 0 | 0 | 0 | 0 | 0 | 0 | 0 | 0 | 0 | 0 | 0 | 0 | 0 | 0 | 0 | 0 | 0 | 0 | 0 | 0 | 0 | 0 | 0 | 0 | 0 | 0 | 0 | 0 | 0 | 0 | 0 | 0 | 0 | 0 | 0 | 0 | 0 | 0 | 0 | 0 | 0 | 0 | 0 | 0 | 0 | 0 | 0 | 0 | 0 | 0 | 0 | 0 | 0 | 0 | 0 | 0 | 0 | 0 | 0 | 0 | 0 | 0 | 0 | 0 | 0 | 0 | 0 | 0 | 0 | 0 | 0 | 0 | 0 | 0 | 0 | 0 | 0 | 0 | 0 | 0 | 0 | 0 | 0 | 0 | 0 | 0 | 0 | 0 | 0 | 0 | 0 | 0 | 0 | 0 | 0 | 0 | 0 | 0 | 0 | 0 | 0 | 0 | 0 | 0 | 0 | 0 | 0 | 0 | 0 | 0 | 0 | 0 | 0 | 0 | 0 | 0 | 0 | 0 | 0 | 0 | 0 | 0 | 0 | 0 | 0 | 0 | 0 | 0 | 0 | 0 | 0 | 0 | 0 | 0 | 0 | 0 | 0 | 0 | 0 | 0 | 0 | 0 | 0 | 0 | 0 | 0 | 0 | 0 | 0 | 0 | 0 | 0 | 0 | 0 | 0 | 0 | 0 | 0 | 0 | 0 | 0 | 0 | 0 | 0 | 0 | 0 | 0 | 0 | 0 | 0 | 0 | 0 | 0 | 0 | 0 | 0 | 0 | 0 | 0 | 0 | 0 | 0 | 0 | 0 | 0 | 0 | 0 | 0 | 0 | 0 | 0 | 0 | 0 | 0 | 0 | 0 | 0 | 0 | 0 | 0 | 0 | 0 | 0 | 0 | 0 | 0 | 0 | 0 | 0 | 0 | 0 | 0 | 0 | 0 | 0 | 0 | 0 | 0 | 0 | 0 | 0 | 0 | 0 | 0 | 0 | 0 | 0 | 0 | 0 | 0 | 0 | 0 | 0 | 0 | 0 | 0 | 0 | 0 | 0 | 0 | 0 | 0 | 0 | 0 | 0 | 0 | 0 | 0 | 0 | 0 | 0 | 0 | 0 | 0 | 0 | 0 | 0 | 0 | 0 | 0 | 0 | 0 | 0 | 0 | 0 | 0 | 0 | 0 | 0 | 0 | 0 | 0 | 0 | 0 | 0 | 0 | 0 | 0 | 0 | 0 | 0 | 0 | 0 | 0 | 0 | 0 | 0 | 0 | 0 | 0 | 0 | 0 | 0 | 0 | 0 | 0 | 0 | 0 | 0 | 0 | 0 | 0 | 0 | 0 | 0 | 0 | 0 | 0 | 0 | 0 | 0 | 0 | 0 | 0 | 0 | 0 | 0 | 0 | 0 | 0 | 0 | 0 | 0 | 0 | 0 | 0 | 0 | 0 | 0 | 0 | 0 | 0 | 0 | 0 | 0 | 0 | 0 | 0 | 0 | 0 | 0 | 0 | 0 | 0 | 0 | 0 | 0 | 0 | 0 | 0 | 0 | 0 | 0 | 0 | 0 | 0 | 0 | 0 | 0 | 0 | 0 | 0 | 0 | 0 | 0 | 0 | 0 | 0 | 0 | 0 | 0 | 0 | 0 | 0 | 0 | 0 | 0 | 0 | 0 | 0 | 0 | 0 | 0 | 0 | 0 | 0 | 0 | 0 | 0 | 0 | 0 | 0 | 0 | 0 | 0 | 0 | 0 | 0 | 0 | 0 | 0 | 0 | 0 | 0 | 0 | 0 | 0 | 0 | 0 | 0 | 0 | 0 | 0 | 0 | 0 | 0 | 0 | 0 | 0 | 0 | 0 | 0 | 0 | 0 | 0 | 0 | 0 | 0 | 0 | 0 | 0 | 0 | 0 | 0 | 0 | 0 | 0 | 0 | 0 | 0 | 0 | 0 | 0 | 0 | 0 | 0 | 0 | 0 | 0 | 0 | 0 | 0 | 0 | 0 | 0 | 0 | 0 | 0 | 0 | 0 | 0 | 0 | 0 | 0 | 0 | 0 | 0 | 0 | 0 | 0 | 0 | 0 | 0 | 0 | 0 | 0 | 0 | 0 | 0 | 0 | 0 | 0 | 0 | 0 | 0 | 0 | 0 | 0 | 0 | 0 | 0 | 0 | 0 | 0 | 0 | 0 | 0 | 0 | 0 | 0 | 0 | 0 | 0 | 0 | 0 | 0 | 0 | 0 | 0 | 0 | 0 | 0 | 0 | 0 | 0 | 0 | 0 | 0 | 0 | 0 | 0 | 0 | 0 | 0 | 0 | 0 | 0 | 0 | 0 | 0 | 0 | 0 | 0 | 0 | 0 | 0 | 0 | 0 | 0 | 0 | 0 | 0 | 0 | 0 | 0 | 0 | 0 | 0 | 0 | 0 | 0 | 0 | 0 | 0 | 0 | 0 | 0 | 0 | 0 | 0 | 0 | 0 | 0 | 0 | 0 | 0 | 0 | 0 | 0 | 0 | 0 | 0 | 0 | 0 | 0 | 0 | 0 | 0 | 0 | 0 | 0 | 0 | 0 | 0 | 0 | 0 | 0 | 0 | 0 | 0 | 0 | 0 | 0 | 0 | 0 | 0 | 0 | 0 | 0 | 0 | 0 | 0 | 0 | 0 | 0 | 0 | 0 | 0 | 0 | 0 | 0 | 0 | 0 | 0 | 0 | 0 | 0 | 0 | 0 | 0 | 0 | 0 | 0 | 0 | 0 | 0 | 0 | 0 | 0 | 0 | 0 | 0 | 0 | 0 | 0 | 0 | 0 | 0 | 0 | 0 | 0 | 0 | 0 | 0 | 0 | 0 | 0 | 0 | 0 | 0 | 0 | 0 | 0 | 0 | 0 | 0 | 0 | 0 | 0 | 0 | 0 | 0 | 0 | 0 | 0 | 0 | 0 | 0 | 0 | 0 | 0 | 0 | 0 | 0 | 0 | 0 | 0 | 0 | 0 | 0 | 0 | 0 | 0 | 0 | 0 | 0 | 0 | 0 | 0 | 0 | 0 | 0 | 0 | 0 | 0 | 0 | 0 | 0 | 0 | 0 | 0 | 0 | 0 | 0 | 0 | 0 | 0 | 0 | 0 | 0 | 0 | 0 | 0 | 0 | 0 | 0 | 0 | 0 | 0 | 0 | 0 | 0 | 0 | 0 | 0 | 0 | 0 | 0 | 0 | 0 | 0 | 0 | 0 | 0 | 0 | 0 | 0 | 0 | 0 | 0 | 0 | 0 | 0 | 0 | 0 | 0 | 0 | 0 | 0 | 0 | 0 | 0 | 0 | 0 | 0 | 0 | 0 | 0 | 0 | 0 | 0 | 0 | 0 | 0 | 0 | 0 | 0 | 0 | 0 | 0 | 0 | 0 | 0 | 0 | 0 | 0 | 0 | 0 | 0 | 0 | 0 | 0 | 0 | 0 | 0 | 0 | 0 | 0 | 0 | 0 | 0 | 0 | 0 | 0 | 0 | 0 | 0 | 0 | 0 | 0 | 0 | 0 | 0 | 0 | 0 | 0 | 0 | 0 | 0 | 0 | 0 | 0 | 0 | 0 | 0 | 0 | 0 | 0 | 0 | 0 | 0 | 0 | 0 | 0 | 0 | 0 | 0 | 0 | 0 | 0 | 0 | 0 | 0 | 0 | 0 | 0 | 0 | 0 | 0 | 0 | 0 | 0 | 0 | 0 | 0 | 0 | 0 | 0 | 0 | 0 | 0 | 0 | 0 | 0 | 0 | 0 | 0 | 0 | 0 | 0 | 0 | 0 | 0 | 0 | 0 | 0 | 0 | 0 | 0 | 0 | 0 | 0 | 0 | 0 | 0 | 0 | 0 | 0 | 0 | 0 | 0 | 0 | 0 | 0 | 0 | 0 | 0 | 0 | 0 | 0 | 0 | 0 | 0 | 0 | 0 | 0 | 0 | 0 | 0 | 0 | 0 | 0 | 0 | 0 | 0 | 0 | 0 | 0 | 0 | 0 | 0 | 0 | 0 | 0 | 0 | 0 | 0 | 0 | 0 | 0 | 0 | 0 | 0 | 0 | 0 | 0 | 0 | 0 | 0 | 0 | 0 | 0 | 0 | 0 | 0 | 0 | 0 | 0 | 0 | 0 | 0 | 0 | 0 | 0 | 0 | 0 | 0 | 0 | 0 | 0 | 0 | 0 | 0 | 0 | 0 | 0 | 0 | 0 | 0 | 0 | 0 | 0 | 0 | 0 | 0 | 0 | 0 | 0 | 0 | 0 | 0 | 0 | 0 | 0 | 0 | 0 | 0 | 0 | 0 | 0 | 0 | 0 | 0 | 0 | 0 | 0 | 0 | 0 | 0 | 0 | 0 | 0 | 0 | 0 | 0 | 0 | 0 | 0 | 0 | 0 | 0 | 0 | 0 | 0 | 0 | 0 | 0 | 0 | 0 | 0 | 0 | 0 | 0 | 0 | 0 | 0 | 0 | 0 | 0 | 0 | 0 | 0 | 0 | 0 | 0 | 0 | 0 | 0 | 0 | 0 | 0 | 0 | 0 | 0 | 0 | 0 | 0 | 0 | 0 | 0 | 0 | 0 | 0 | 0 | 0 | 0 | 0 | 0 | 0 | 0 | 0 | 0 | 0 | 0 | 0 | 0 | 0 | 0 | 0 | 0 | 0 | 0 | 0 | 0 | 0 | 0 | 0 | 0 | 0 | 0 | 0 | 0 | 0 | 0 | 0 | 0 | 0 | 0 | 0 | 0 | 0 | 0 | 0 | 0 | 0 | 0 | 0 | 0 | 0 | 0 | 0 | 0 | 0 | 0 | 0 | 0 | 0 | 0 | 0 | 0 | 0 | 0 | 0 | 0 | 0 | 0 | 0 | 0 | 0 | 0 | 0 | 0 | 0 | 0 | 0 | 0 | 0 | 0 | 0 | 0 | 0 | 0 | 0 | 0 | 0 | 0 | 0 | 0 | 0 | 0 | 0 | 0 | 0 | 0 | 0 | 0 | 0 | 0 | 0 | 0 | 0 | 0 | 0 | 0 | 0 | 0 | 0 | 0 | 0 | 0 | 0 | 0 | 0 | 0 | 0 | 0 | 0 | 0 | 0 | 0 | 0 | 0 | 0 | 0 | 0 | 0 | 0 | 0 | 0 | 0 | 0 | 0 | 0 | 0 | 0 | 0 | 0 | 0 | 0 | 0 | 0 | 0 | 0 | 0 | 0 | 0 | 0 | 0 | 0 | 0 | 0 | 0 | 0 | 0 | 0 | 0 | 0 | 0 | 0 | 0 | 0 | 0 | 0 | 0 | 0 | 0 | 0 | 0 | 0 | 0 | 0 | 0 | 0 | 0 | 0 | 0 | 0 | 0 | 0 | 0 | 0 | 0 | 0 | 0 | 0 | 0 | 0 | 0 | 0 | 0 | 0 | 0 | 0 | 0 | 0 | 0 | 0 | 0 | 0 | 0 | 0 | 0 | 0 | 0 | 0 | 0 | 0 | 0 | 0 | 0 | 0 | 0 | 0 | 0 | 0 | 0 | 0 | 0 | 0 | 0 | 0 | 0 | 0 | 0 | 0 | 0 | 0 | 0 | 0 | 0 | 0 | 0 | 0 | 0 | 0 | 0 | 0 | 0 | 0 | 0 | 0 | 0 | 0 | 0 | 0 | 0 | 0 | 0 | 0 | 0 | 0 | 0 | 0 | 0 | 0 | 0 | 0 | 0 | 0 | 0 | 0 | 0 | 0 | 0 | 0 | 0 | 0 | 0 | 0 | 0 | 0 | 0 | 0 | 0 | 0 | 0 | 0 | 0 | 0 | 0 | 0 | 0 | 0 | 0 | 0 | 0 | 0 | 0 | 0 | 0 | 0 | 0 | 0 | 0 | 0 | 0 | 0 | 0 | 0 | 0 | 0 | 0 | 0 | 0 | 0 | 0 | 0 | 0 | 0 | 0 | 0 | 0 | 0 | 0 | 0 | 0 | 0 | 0 | 0 | 0 | 0 | 0 | 0 | 0 | 0 | 0 | 0 | 0 | 0 | 0 | 0 | 0 | 0 | 0 | 0 | 0 | 0 | 0 | 0 | 0 | 0 | 0 | 0 | 0 | 0 | 0 | 0 | 0 | 0 | 0 | 0 | 0 | 0 | 0 | 0 | 0 | 0 | 0 | 0 | 0 | 0 | 0 | 0 | 0 | 0 | 0 | 0 | 0 | 0 | 0 | 0 | 0 | 0 | 0 | 0 | 0 | 0 | 0 | 0 | 0 | 0 | 0 | 0 | 0 | 0 | 0 | 0 | 0 | 0 | 0 | 0 | 0 | 0 | 0 | 0 | 0 | 0 | 0 | 0 | 0 | 0 | 0 | 0 | 0 | 0 | 0 | 0 | 0 | 0 | 0 | 0 | 0 | 0 | 0 | 0 | 0 | 0 | 0 | 0 | 0 | 0 | 0 | 0 | 0 | 0 | 0 | 0 | 0 | 0 | 0 | 0 | 0 | 0 | 0 | 0 | 0 | 0 | 0 | 0 | 0 | 0 | 0 | 0 | 0 | 0 | 0 | 0 | 0 | 0 | 0 | 0 | 0 | 0 | 0 | 0 | 0 | 0 | 0 | 0 | 0 | 0 | 0 | 0 | 0 | 0 | 0 | 0 | 0 | 0 | 0 | 0 | 0 | 0 | 0 | 0 | 0 | 0 | 0 | 0 | 0 | 0 | 0 | 0 | 0 | 0 | 0 | 0 | 0 | 0 | 0 | 0 | 0 | 0 | 0 | 0 | 0 | 0 | 0 | 0 | 0 | 0 | 0 | 0 | 0 | 0 | 0 | 0 | 0 | 0 | 0 | 0 | 0 | 0 | 0 | 0 | 0 | 0 | 0 | 0 | 0 | 0 | 0 | 0 | 0 | 0 | 0 | 0 | 0 | 0 | 0 | 0 | 0 | 0 | 0 | 0 | 0 | 0 | 0 | 0 | 0 | 0 | 0 | 0 | 0 | 0 | 0 | 0 | 0 | 0 | 0 | 0 | 0 | 0 | 0 | 0 | 0 | 0 | 0 | 0 | 0 | 0 | 0 | 0 | 0 | 0 | 0 | 0 | 0 | 0 | 0 | 0 | 0 | 0 | 0 | 0 | 0 | 0 | 0 | 0 | 0 | 0 | 0 | 0 | 0 | 0 | 0 | 0 | 0 | 0 | 0 | 0 | 0 | 0 | 0 | 0 | 0 | 0 | 0 | 0 | 0 | 0 | 0 | 0 | 0 | 0 | 0 | 0 | 0 | 0 | 0 | 0 | 0 | 0 | 0 | 0 | 0 | 0 | 0 | 0 | 0 | 0 | 0 | 0 | 0 | 0 | 0 | 0 | 0 | 0 | 0 | 0 | 0 | 0 | 0 | 0 | 0 | 0 | 0 | 0 | 0 | 0 | 0 | 0 | 0 | 0 | 0 | 0 | 0 | 0 | 0 | 0 | 0 | 0 | 0 | 0 | 0 | 0 | 0 | 0 | 0 | 0 | 0 | 0 | 0 | 0 | 0 | 0 | 0 | 0 | 0 | 0 | 0 | 0 | 0 | 0 | 0 | 0 | 0 | 0 | 0 | 0 | 0 | 0 | 0 | 0 | 0 | 0 | 0 | 0 | 0 | 0 | 0 | 0 | 0 | 0 | 0 | 0 | 0 | 0 | 0 | 0 | 0 | 0 | 0 | 0 | 0 | 0 | 0 | 0 | 0 | 0 | 0 | 0 | 0 | 0 | 0 | 0 | 0 | 0 | 0 | 0 | 0 | 0 | 0 | 0 | 0 | 0 | 0 | 0 | 0 | 0 | 0 | 0 | 0 | 0 | 0 | 0 | 0 | 0 | 0 | 0 | 0 | 0 | 0 | 0 | 0 | 0 | 0 | 0 | 0 | 0 | 0 | 0 | 0 | 0 | 0 | 0 | 0 | 0 | 0 | 0 | 0 | 0 | 0 | 0 | 0 | 0 | 0 | 0 | 0 | 0 | 0 | 0 | 0 | 0 | 0 | 0 | 0 | 0 | 0 | 0 | 0 | 0 | 0 | 0 | 0 | 0 | 0 | 0 | 0 | 0 | 0 | 0 | 0 | 0 | 0 | 0 | 0 | 0 | 0 | 0 | 0 | 0 | 0 | 0 | 0 | 0 | 0 | 0 | 0 | 0 | 0 | 0 | 0 | 0 | 0 | 0 | 0 | 0 | 0 | 0 | 0 | 0 | 0 | 0 | 0 | 0 | 0 | 0 | 0 | 0 | 0 | 0 | 0 | 0 | 0 | 0 | 0 | 0 | 0 | 0 | 0 | 0 | 0 | 0 | 0 | 0 | 0 | 0 | 0 | 0 | 0 | 0 | 0 | 0 | 0 | 0 | 0 | 0 | 0 | 0 | 0 | 0 | 0 | 0 | 0 | 0 | 0 | 0 | 0 | 0 | 0 | 0 | 0 | 0 | 0 | 0 | 0 | 0 | 0 | 0 | 0 | 0 | 0 | 0 | 0 | 0 | 0 | 0 | 0 | 0 | 0 | 0 | 0 | 0 | 0 | 0 | 0 | 0 | 0 | 0 | 0 | 0 | 0 | 0 | 0 | 0 | 0 | 0 | 0 | 0 | 0 | 0 | 0 | 0 | 0 | 0 | 0 | 0 | 0 | 0 | 0 | 0 | 0 | 0 | 0 | 0 | 0 | 0 | 0 | 0 | 0 | 0 | 0 | 0 | 0 | 0 | 0 | 0 | 0 | 0 | 0 | 0 | 0 | 0 | 0 | 0 | 0 | 0 | 0 | 0 | 0 | 0 | 0 | 0 | 0 | 0 | 0 | 0 | 0 | 0 | 0 | 0 | 0 | 0 | 0 | 0 | 0 | 0 | 0 | 0 | 0 | 0 | 0 | 0 | 0 | 0 | 0 | 0 | 0 | 0 | 0 | 0 | 0 | 0 | 0 | 0 | 0 | 0 | 0 | 0 | 0 | 0 | 0 | 0 | 0 | 0 | 0 | 0 | 0 | 0 | 0 | 0 | 0 | 0 | 0 | 0 | 0 | 0 | 0 | 0 | 0 | 0 | 0 | 0 | 0 | 0 | 0 | 0 | 0 | 0 | 0 | 0 | 0 | 0 | 0 | 0 | 0 | 0 | 0 | 0 | 0 | 0 | 0 | 0 | 0 | 0 | 0 | 0 | 0 | 0 | 0 | 0 | 0 | 0 | 0 | 0 | 0 | 0 | 0 | 0 | 0 | 0 | 0 | 0 | 0 | 0 | 0 | 0 | 0 | 0 | 0 | 0 | 0 | 0 | 0 | 0 | 0 | 0 | 0 | 0 | 0 | 0 | 0 | 0 | 0 | 0 | 0 | 0 | 0 | 0 | 0 | 0 | 0 | 0 | 0 | 0 | 0 | 0 | 0 | 0 | 0 | 0 | 0 | 0 | 0 | 0 | 0 | 0 | 0 | 0 | 0 | 0 | 0 | 0 | 0 | 0 | 0 | 0 | 0 | 0 | 0 | 0 | 0 | 0 | 0 | 0 | 0 | 0 | 0 | 0 | 0 | 0 | 0 | 0 | 0 | 0 | 0 | 0 | 0 | 0 | 0 | 0 | 0 | 0 | 0 | 0 | 0 | 0 | 0 | 0 | 0 | 0 | 0 | 0 | 0 | 0 | 0 | 0 | 0 | 0 | 0 | 0 | 0 | 0 | 0 | 0 | 0 | 0 | 0 | 0 | 0 | 0 | 0 | 0 | 0 | 0 | 0 | 0 | 0 | 0 | 0 | 0 | 0 | 0 | 0 | 0 | 0 | 0 | 0 | 0 | 0 | 0 | 0 | 0 | 0 | 0 | 0 | 0 | 0 | 0 | 0 | 0 | 0 | 0 | 0 | 0 | 0 | 0 | 0 | 0 | 0 | 0 | 0 | 0 | 0 | 0 | 0 | 0 | 0 | 0 | 0 | 0 | 0 | 0 | 0 | 0 | 0 | 0 | 0 | 0 | 0 | 0 | 0 | 0 | 0 | 0 | 0 | 0 | 0 | 0 | 0 | 0 | 0 | 0 | 0 | 0 | 0 | 0 | 0 | 0 | 0 | 0 | 0 | 0 | 0 | 0 | 0 | 0 | 0 | 0 | 0 | 0 | 0 | 0 | 0 | 0 | 0 | 0 | 0 | 0 | 0 | 0 | 0 | 0 | 0 | 0 | 0 | 0 | 0 | 0 | 0 | 0 | 0 | 0 | 0 | 0 | 0 | 0 | 0 | 0 | 0 | 0 | 0 | 0 | 0 | 0 | 0 | 0 | 0 | 0 | 0 | 0 | 0 | 0 | 0 | 0 | 0 | 0 | 0 | 0 | 0 | 0 | 0 | 0 | 0 | 0 | 0 | 0 | 0 | 0 | 0 | 0 | 0 | 0 | 0 | 0 | 0 | 0 | 0 | 0 | 0 | 0 | 0 | 0 | 0 | 0 | 0 | 0 | 0 | 0 | 0 | 0 | 0 | 0 | 0 | 0 | 0 | 0 | 0 | 0 | 0 | 0 | 0 | 0 | 0 | 0 | 0 | 0 | 0 | 0 | 0 | 0 | 0 | 0 | 0 | 0 | 0 | 0 | 0 | 0 | 0 | 0 | 0 | 0 | 0 | 0 | 0 | 0 | 0 | 0 | 0 | 0 | 0 | 0 | 0 | 0 | 0 | 0 | 0 | 0 | 0 | 0 | 0 | 0 | 0 | 0 | 0 | 0 | 0 | 0 | 0 | 0 | 0 | 0 | 0 | 0 | 0 | 0 | 0 | 0 | 0 | 0 | 0 | 0 | 0 | 0 | 0 | 0 | 0 | 0 | 0 | 0 | 0 | 0 | 0 | 0 | 0 | 0 | 0 | 0 | 0 | 0 | 0 | 0 | 0 | 0 | 0 | 0 | 0 | 0 | 0 | 0 | 0 | 0 | 0 | 0 | 0 | 0 | 0 | 0 | 0 | 0 | 0 | 0 | 0 | 0 | 0 | 0 | 0 | 0 | 0 | 0 | 0 | 0 | 0 | 0 | 0 | 0 | 0 | 0 | 0 | 0 | 0 | 0 | 0 | 0 | 0 | 0 | 0 | 0 | 0 | 0 | 0 | 0 | 0 | 0 | 0 | 0 | 0 | 0 | 0 | 0 | 0 | 0 | 0 | 0 | 0 | 0 | 0 | 0 | 0 | 0 | 0 | 0 | 0 | 0 | 0 | 0 | 0 | 0 | 0 | 0 | 0 | 0 | 0 | 0 | 0 | 0 | 0 | 0 | 0 | 0 | 0 | 0 | 0 | 0 | 0 | 0 | 0 | 0 | 0 | 0 | 0 | 0 | 0 | 0 | 0 | 0 | 0 | 0 | 0 | 0 | 0 | 0 | 0 | 0 | 0 | 0 | 0 | 0 | 0 | 0 | 0 | 0 | 0 | 0 | 0 | 0 | 0 | 0 | 0 | 0 | 0 | 0 | 0 | 0 | 0 | 0 | 0 | 0 | 0 | 0 | 0 | 0 | 0 | 0 | 0 | 0 | 0 | 0 | 0 | 0 | 0 | 0 | 0 | 0 | 0 | 0 | 0 | 0 | 0 | 0 | 0 | 0 | 0 | 0 | 0 | 0 | 0 | 0 | 0 | 0 | 0 | 0 | 0 | 0 | 0 | 0 | 0 | 0 | 0 | 0 | 0 | 0 | 0 | 0 | 0 | 0 | 0 | 0 | 0 | 0 | 0 | 0 | 0 | 0 | 0 | 0 | 0 | 0 | 0 | 0 | 0 | 0 | 0 | 0 | 0 | 0 | 0 | 0 | 0 | 0 | 0 | 0 | 0 | 0 | 0 | 0 | 0 | 0 | 0 | 0 | 0 | 0 | 0 | 0 | 0 | 0 | 0 | 0 | 0 | 0 | 0 | 0 | 0 | 0 | 0 | 0 | 0 | 0 | 0 | 0 | 0 | 0 | 0 | 0 | 0 | 0 | 0 | 0 | 0 | 0 | 0 | 0 | 0 | 0 | 0 | 0 | 0 | 0 | 0 | 0 | 0 | 0 | 0 | 0 | 0 | 0 | 0 | 0 | 0 | 0 | 0 | 0 | 0 | 0 | 0 | 0 | 0 | 0 | 0 | 0 | 0 | 0 | 0 | 0 | 0 | 0 | 0 | 0 | 0 | 0 | 0 | 0 | 0 | 0 | 0 | 0 | 0 | 0 | 0 | 0 | 0 | 0 | 0 | 0 | 0 | 0 | 0 | 0 | 0 | 0 | 0 | 0 | 0 | 0 | 0 | 0 | 0 | 0 | 0 | 0 | 0 | 0 | 0 | 0 | 0 | 0 | 0 | 0 | 0 | 0 | 0 | 0 | 0 | 0 | 0 | 0 | 0 | 0 | 0 | 0 | 0 | 0 | 0 | 0 | 0 | 0 | 0 | 0 | 0 | 0 | 0 | 0 | 0 | 0 | 0 | 0 | 0 | 0 | 0 | 0 | 0 | 0 | 0 | 0 | 0 | 0 | 0 | 0 | 0 | 0 | 0 | 0 | 0 | 0 | 0 | 0 | 0 | 0 | 0 | 0 | 0 | 0 | 0 | 0 | 0 | 0 | 0 | 0 | 0 | 0 | 0 | 0 | 0 | 0 | 0 | 0 | 0 | 0 | 0 | 0 | 0 | 0 | 0 | 0 | 0 | 0 | 0 | 0 | 0 | 0 | 0 | 0 | 0 | 0 | 0 | 0 | 0 | 0 | 0 | 0 | 0 | 0 | 0 | 0 | 0 | 0 | 0 | 0 | 0 | 0 | 0 | 0 | 0 | 0 | 0 | 0 | 0 | 0 | 0 | 0 | 0 | 0 | 0 | 0 | 0 | 0 | 0 | 0 | 0 | 0 | 0 | 0 | 0 | 0 | 0 | 0 | 0 | 0 | 0 | 0 | 0 | 0 | 0 | 0 | 0 | 0 | 0 | 0 | 0 | 0 | 0 | 0 | 0 | 0 | 0 | 0 | 0 | 0 | 0 | 0 | 0 | 0 | 0 | 0 | 0 | 0 | 0 | 0 | 0 | 0 | 0 | 0 | 0 | 0 | 0 | 0 | 0 | 0 | 0 | 0 | 0 | 0 | 0 | 0 | 0 | 0 | 0 | 0 | 0 | 0 | 0 | 0 | 0 | 0 | 0 | 0 | 0 | 0 | 0 | 0 | 0 | 0 | 0 | 0 | 0 | 0 | 0 | 0 | 0 | 0 | 0 | 0 | 0 | 0 | 0 | 0 | 0 | 0 | 0 | 0 | 0 | 0 | 0 | 0 | 0 | 0 | 0 | 0 | 0 | 0 | 0 | 0 | 0 | 0 | 0 | 0 | 0 | 0 | 0 | 0 | 0 | 0 | 0 | 0 | 0 | 0 | 0 | 0 | 0 | 0 | 0 | 0 | 0 | 0 | 0 | 0 | 0 | 0 | 0 | 0 | 0 | 0 | 0 | 0 | 0 | 0 | 0 | 0 | 0 | 0 | 0 | 0 | 0 | 0 | 0 | 0 | 0 | 0 | 0 | 0 | 0 | 0 | 0 | 0 | 0 | 0 | 0 | 0 | 0 | 0 | 0 | 0 | 0 | 0 | 0 | 0 | 0 | 0 | 0 | 0 | 0 | 0 | 0 | 0 | 0 | 0 | 0 | 0 | 0 | 0 | 0 | 0 | 0 | 0 | 0 | 0 | 0 | 0 | 0 | 0 | 0 | 0 | 0 | 0 | 0 | 0 | 0 | 0 | 0 | 0 | 0 | 0 | 0 | 0 | 0 | 0 | 0 | 0 | 0 | 0 | 0 | 0 | 0 | 0 | 0 | 0 | 0 | 0 | 0 | 0 | 0 | 0 | 0 | 0 | 0 | 0 | 0 | 0 | 0 | 0 | 0 | 0 | 0 | 0 | 0 | 0 | 0 | 0 | 0 | 0 | 0 | 0 | 0 | 0 | 0 | 0 | 0 | 0 | 0 | 0 | 0 | 0 | 0 | 0 | 0 | 0 | 0 | 0 | 0 | 0 | 0 | 0 | 0 | 0 | 0 | 0 | 0 | 0 | 0 | 0 | 0 | 0 | 0 | 0 | 0 | 0 | 0 | 0 | 0 | 0 | 0 | 0 | 0 | 0 | 0 | 0 | 0 | 0 | 0 | 0 | 0 | 0 | 0 | 0 | 0 | 0 | 0 | 0 | 0 | 0 | 0 | 0 | 0 | 0 | 0 | 0 | 0 | 0 | 0 | 0 | 0 | 0 | 0 | 0 | 0 | 0 | 0 | 0 | 0 | 0 | 0 | 0 | 0 | 0 | 0 | 0 | 0 | 0 | 0 | 0 | 0 | 0 | 0 | 0 | 0 | 0 | 0 | 0 | 0 | 0 | 0 | 0 | 0 | 0 | 0 | 0 | 0 | 0 | 0 | 0 | 0 | 0 | 0 | 0 | 0 | 0 | 0 | 0 | 0 | 0 | 0 | 0 | 0 | 0 | 0 | 0 | 0 | 0 | 0 | 0 | 0 | 0 | 0 | 0 | 0 | 0 | 0 | 0 | 0 | 0 | 0 | 0 | 0 | 0 | 0 | 0 | 0 | 0 | 0 | 0 | 0 | 0 | 0 | 0 | 0 | 0 | 0 | 0 | 0 | 0 | 0 | 0 | 0 | 0 | 0 | 0 | 0 | 0 | 0 | 0 | 0 | 0 | 0 | 0 | 0 | 0 | 0 | 0 | 0 | 0 | 0 | 0 | 0 | 0 | 0 | 0 | 0 | 0 | 0 | 0 | 0 | 0 | 0 | 0 | 0 | 0 | 0 | 0 | 0 | 0 | 0 | 0 | 0 | 0 | 0 | 0 | 0 | 0 | 0 | 0 | 0 | 0 | 0 | 0 | 0 | 0 | 0 | 0 | 0 | 0 | 0 | 0 | 0 | 0 | 0 | 0 | 0 | 0 | 0 | 0 | 0 | 0 | 0 | 0 | 0 | 0 | 0 | 0 | 0 | 0 | 0 | 0 | 0 | 0 | 0 | 0 | 0 | 0 | 0 | 0 | 0 | 0 | 0 | 0 | 0 | 0 | 0 | 0 | 0 | 0 | 0 | 0 | 0 | 0 | 0 | 0 | 0 | 0 | 0 | 0 | 0 | 0 | 0 | 0 | 0 | 0 | 0 | 0 | 0 | 0 | 0 | 0 | 0 | 0 | 0 | 0 | 0 | 0 | 0 | 0 | 0 | 0 | 0 | 0 | 0 | 0 | 0 | 0 | 0 | 0 | 0 | 0 | 0 | 0 | 0 | 0 | 0 | 0 | 0 | 0 | 0 | 0 | 0 | 0 | 0 | 0 | 0 | 0 | 0 | 0 | 0 | 0 | 0 | 0 | 0 | 0 | 0 | 0 | 0 | 0 | 0 | 0 | 0 | 0 | 0 | 0 | 0 | 0 | 0 | 0 | 0 | 0 | 0 | 0 | 0 | 0 | 0 | 0 | 0 | 0 | 0 | 0 | 0 | 0 | 0 | 0 | 0 | 0 | 0 | 0 | 0 | 0 | 0 | 0 | 0 | 0 | 0 | 0 | 0 | 0 | 0 | 0 | 0 | 0 | 0 | 0 | 0 | 0 | 0 | 0 | 0 | 0 | 0 | 0 | 0 | 0 | 0 | 0 | 0 | 0 | 0 | 0 | 0 | 0 | 0 | 0 | 0 | 0 | 0 | 0 | 0 | 0 | 0 | 0 | 0 | 0 | 0 | 0 | 0 | 0 | 0 | 0 | 0 | 0 | 0 | 0 | 0 | 0 | 0 | 0 | 0 | 0 | 0 | 0 | 0 | 0 | 0 | 0 | 0 | 0 | 0 | 0 | 0 | 0 | 0 | 0 | 0 | 0 | 0 | 0 | 0 | 0 | 0 | 0 | 0 | 0 | 0 | 0 | 0 | 0 | 0 | 0 | 0 | 0 | 0 | 0 | 0 | 0 | 0 | 0 | 0 | 0 | 0 | 0 | 0 | 0 | 0 | 0 | 0 | 0 | 0 | 0 | 0 | 0 | 0 | 0 | 0 | 0 | 0 | 0 | 0 | 0 | 0 | 0 | 0 | 0 | 0 | 0 | 0 | 0 | 0 | 0 | 0 | 0 | 0 | 0 | 0 | 0 | 0 | 0 | 0 | 0 | 0 | 0 | 0 | 0 | 0 | 0 | 0 | 0 | 0 | 0 | 0 | 0 | 0 | 0 | 0 | 0 | 0 | 0 | 0 | 0 | 0 | 0 | 0 | 0 | 0 | 0 | 0 | 0 | 0 | 0 | 0 | 0 | 0 | 0 | 0 | 0 | 0 | 0 | 0 | 0 | 0 | 0 | 0 | 0 | 0 | 0 | 0 | 0 | 0 | 0 | 0 | 0 | 0 | 0 | 0 | 0 | 0 | 0 | 0 | 0 | 0 | 0 | 0 | 0 | 0 | 0 | 0 | 0 | 0 | 0 | 0 | 0 | 0 | 0 | 0 | 0 | 0 | 0 | 0 | 0 | 0 | 0 | 0 | 0 | 0 | 0 | 0 | 0 | 0 | 0 | 0 | 0 | 0 | 0 | 0 | 0 | 0 | 0 | 0 | 0 | 0 | 0 | 0 | 0 | 0 | 0 | 0 | 0 | 0 | 0 | 0 | 0 | 0 | 0 | 0 | 0 | 0 | 0 | 0 | 0 | 0 | 0 | 0 | 0 | 0 | 0 | 0 | 0 | 0 | 0 | 0 | 0 | 0 | 0 | 0 | 0 | 0 | 0 | 0 | 0 | 0 | 0 | 0 | 0 | 0 | 0 | 0 | 0 | 0 | 0 | 0 | 0 | 0 | 0 | 0 | 0 | 0 | 0 | 0 | 0 | 0 | 0 | 0 | 0 | 0 | 0 | 0 | 0 | 0 | 0 | 0 | 0 | 0 | 0 | 0 | 0 | 0 | 0 | 0 | 0 | 0 | 0 | 0 | 0 | 0 | 0 | 0 | 0 | 0 | 0 | 0 | 0 | 0 | 0 | 0 | 0 | 0 | 0 | 0 | 0 | 0 | 0 | 0 | 0 | 0 | 0 | 0 | 0 | 0 | 0 | 0 | 0 | 0 | 0 | 0 | 0 | 0 | 0 | 0 | 0 | 0 | 0 | 0 | 0 | 0 | 0 | 0 | 0 | 0 | 0 | 0 | 0 | 0 | 0 | 0 | 0 | 0 | 0 | 0 | 0 | 0 | 0 | 0 | 0 | 0 | 0 | 0 | 0 | 0 | 0 | 0 | 0 | 0 | 0 | 0 | 0 | 0 | 0 | 0 | 0 | 0 | 0 | 0 | 0 | 0 | 0 | 0 | 0 | 0 | 0 | 0 | 0 | 0 | 0 | 0 | 0 | 0 | 0 | 0 | 0 | 0 | 0 | 0 | 0 | 0 | 0 | 0 | 0 | 0 | 0 | 0 | 0 | 0 | 0 | 0 | 0 | 0 | 0 | 0 | 0 | 0 | 0 | 0 | 0 | 0 | 0 | 0 | 0 | 0 | 0 | 0 | 0 | 0 | 0 | 0 | 0 | 0 | 0 | 0 | 0 | 0 | 0 | 0 | 0 | 0 | 0 | 0 | 0 | 0 | 0 | 0 | 0 | 0 | 0 | 0 | 0 | 0 | 0 | 0 | 0 | 0 | 0 | 0 | 0 | 0 | 0 | 0 | 0 | 0 | 0 | 0 | 0 | 0 | 0 | 0 | 0 | 0 | 0 | 0 | 0 | 0 | 0 | 0 | 0 | 0 | 0 | 0 | 0 | 0 | 0 | 0 | 0 | 0 | 0 | 0 | 0 | 0 | 0 | 0 | 0 | 0 | 0 | 0 | 0 | 0 | 0 | 0 | 0 | 0 | 0 | 0 | 0 | 0 | 0 | 0 | 0 | 0 | 0 | 0 | 0 | 0 | 0 | 0 | 0 | 0 | 0 | 0 | 0 | 0 | 0 | 0 | 0 | 0 | 0 | 0 | 0 | 0 | 0 | 0 | 0 | 0 | 0 | 0 | 0 | 0 | 0 | 0 | 0 | 0 | 0 | 0 | 0 | 0 | 0 | 0 | 0 | 0 | 0 | 0 | 0 | 0 | 0 | 0 | 0 | 0 | 0 | 0 | 0 | 0 | 0 | 0 | 0 | 0 | 0 | 0 | 0 | 0 | 0 | 0 | 0 | 0 | 0 | 0 | 0 | 0 | 0 | 0 | 0 | 0 | 0 | 0 | 0 | 0 | 0 | 0 | 0 | 0 | 0 | 0 | 0 | 0 | 0 | 0 | 0 | 0 | 0 | 0 | 0 | 0 | 0 | 0 | 0 | 0 | 0 | 0 | 0 | 0 | 0 | 0 | 0 | 0 | 0 | 0 | 0 | 0 | 0 | 0 | 0 | 0 | 0 | 0 | 0 | 0 | 0 | 0 | 0 | 0 | 0 | 0 | 0 | 0 | 0 | 0 | 0 | 0 | 0 | 0 | 0 | 0 | 0 | 0 | 0 | 0 | 0 | 0 | 0 | 0 | 0 | 0 | 0 | 0 | 0 | 0 | 0 | 0 | 0 | 0 | 0 | 0 | 0 | 0 | 0 | 0 | 0 | 0 | 0 | 0 | 0 | 0 | 0 | 0 | 0 | 0 | 0 | 0 | 0 | 0 | 0 | 0 | 0 | 0 | 0 | 0 | 0 | 0 | 0 | 0 | 0 | 0 | 0 | 0 | 0 | 0 | 0 | 0 | 0 | 0 | 0 | 0 | 0 | 0 | 0 | 0 | 0 | 0 | 0 | 0 | 0 | 0 | 0 | 0 | 0 | 0 | 0 | 0 | 0 | 0 | 0 | 0 | 0 | 0 | 0 | 0 | 0 | 0 | 0 | 0 | 0 | 0 | 0 | 0 | 0 | 0 | 0 | 0 | 0 | 0 | 0 | 0 | 0 | 0 | 0 | 0 | 0 | 0 | 0 | 0 | 0 | 0 | 0 | 0 | 0 | 0 | 0 | 0 | 0 | 0 | 0 | 0 | 0 | 0 | 0 | 0 | 0 | 0 | 0 | 0 | 0 | 0 | 0 | 0 | 0 | 0 | 0 | 0 | 0 | 0 | 0 | 0 | 0 | 0 | 0 | 0 | 0 | 0 | 0 | 0 | 0 | 0 | 0 | 0 | 0 | 0 | 0 | 0 | 0 | 0 | 0 | 0 | 0 | 0 | 0 | 0 | 0 | 0 | 0 | 0 | 0 | 0 | 0 | 0 | 0 | 0 | 0 | 0 | 0 | 0 | 0 | 0 | 0 | 0 | 0 | 0 | 0 | 0 | 0 | 0 | 0 | 0 | 0 | 0 | 0 | 0 | 0 | 0 | 0 | 0 | 0 | 0 | 0 | 0 | 0 | 0 | 0 | 0 | 0 | 0 | 0 | 0 | 0 | 0 | 0 | 0 | 0 | 0 | 0 | 0 | 0 | 0 | 0 | 0 | 0 | 0 | 0 | 0 | 0 | 0 | 0 | 0 | 0 | 0 | 0 | 0 | 0 | 0 | 0 | 0 | 0 | 0 | 0 | 0 | 0 | 0 | 0 | 0 | 0 | 0 | 0 | 0 | 0 | 0 | 0 | 0 | 0 | 0 | 0 | 0 | 0 | 0 | 0 | 0 | 0 | 0 | 0 | 0 | 0 | 0 | 0 | 0 | 0 | 0 | 0 | 0 | 0 | 0 | 0 | 0 | 0 | 0 | 0 | 0 | 0 | 0 | 0 | 0 | 0 | 0 | 0 | 0 | 0 | 0 | 0 | 0 | 0 | 0 | 0 | 0 | 0 | 0 | 0 | 0 | 0 | 0 | 0 | 0 | 0 | 0 | 0 | 0 | 0 | 0 | 0 | 0 | 0 | 0 | 0 | 0 | 0 | 0 | 0 | 0 | 0 | 0 | 0 | 0 | 0 | 0 | 0 | 0 | 0 | 0 | 0 | 0 | 0 | 0 | 0 | 0 | 0 | 0 | 0 | 0 | 0 | 0 | 0 | 0 | 0 | 0 | 0 | 0 | 0 | 0 | 0 | 0 | 0 | 0 | 0 | 0 | 0 | 0 | 0 | 0 | 0 | 0 | 0 | 0 | 0 | 0 | 0 | 0 | 0 | 0 | 0 | 0 | 0 | 0 | 0 | 0 | 0 | 0 | 0 | 0 | 0 | 0 | 0 | 0 | 0 | 0 | 0 | 0 | 0 | 0 | 0 | 0 | 0 | 0 | 0 | 0 | 0 | 0 | 0 | 0 | 0 | 0 | 0 | 0 | 0 | 0 | 0 | 0 | 0 | 0 | 0 | 0 | 0 | 0 | 0 | 0 | 0 | 0 | 0 | 0 | 0 | 0 | 0 | 0 | 0 | 0 | 0 | 0 | 0 | 0 | 0 | 0 | 0 | 0 | 0 | 0 | 0 | 0 | 0 | 0 | 0 | 0 | 0 | 0 | 0 | 0 | 0 | 0 | 0 | 0 | 0 | 0 | 0 | 0 | 0 | 0 | 0 | 0 | 0 | 0 | 0 | 0 | 0 | 0 | 0 | 0 | 0 | 0 | 0 | 0 | 0 | 0 | 0 | 0 | 0 | 0 | 0 | 0 | 0 | 0 | 0 | 0 | 0 | 0 | 0 | 0 | 0 | 0 | 0 | 0 | 0 | 0 | 0 | 0 | 0 | 0 | 0 | 0 | 0 | 0 | 0 | 0 | 0 | 0 | 0 | 0 | 0 | 0 | 0 | 0 | 0 | 0 | 0 | 0 | 0 | 0 | 0 | 0 | 0 | 0 | 0 | 0 | 0 | 0 | 0 | 0 | 0 | 0 | 0 | 0 | 0 | 0 | 0 | 0 | 0 | 0 | 0 | 0 | 0 | 0 | 0 | 0 | 0 | 0 | 0 | 0 | 0 | 0 | 0 | 0 | 0 | 0 | 0 | 0 | 0 | 0 | 0 | 0 | 0 | 0 | 0 | 0 | 0 | 0 | 0 | 0 | 0 | 0 | 0 | 0 | 0 | 0 | 0 | 0 | 0 | 0 | 0 | 0 | 0 | 0 | 0 | 0 | 0 | 0 | 0 | 0 | 0 | 0 | 0 | 0 | 0 | 0 | 0 | 0 | 0 | 0 | 0 | 0 | 0 | 0 | 0 | 0 | 0 | 0 | 0 | 0 | 0 | 0 | 0 | 0 | 0 | 0 | 0 | 0 | 0 | 0 | 0 | 0 | 0 | 0 | 0 | 0 | 0 | 0 | 0 | 0 | 0 | 0 | 0 | 0 | 0 | 0 | 0 | 0 | 0 | 0 | 0 | 0 | 0 | 0 | 0 | 0 | 0 | 0 | 0 | 0 | 0 | 0 | 0 | 0 | 0 | 0 | 0 | 0 | 0 | 0 | 0 | 0 | 0 | 0 | 0 | 0 | 0 | 0 | 0 | 0 | 0 | 0 | 0 | 0 | 0 | 0 | 0 | 0 | 0 | 0 | 0 | 0 | 0 | 0 | 0 | 0 | 0 | 0 | 0 | 0 | 0 | 0 | 0 | 0 | 0 | 0 | 0 | 0 | 0 | 0 | 0 | 0 | 0 | 0 | 0 | 0 | 0 | 0 | 0 | 0 | 0 | 0 | 0 | 0 | 0 | 0 | 0 | 0 | 0 | 0 | 0 | 0 | 0 | 0 | 0 | 0 | 0 | 0 | 0 | 0 | 0 | 0 | 0 | 0 | 0 | 0 | 0 | 0 | 0 | 0 | 0 | 0 | 0 | 0 | 0 | 0 | 0 | 0 | 0 | 0 | 0 | 0 | 0 | 0 | 0 | 0 | 0 | 0 | 0 | 0 | 0 | 0 | 0 | 0 | 0 | 0 | 0 | 0 | 0 | 0 | 0 | 0 | 0 | 0 | 0 | 0 | 0 | 0 | 0 | 0 | 0 | 0 | 0 | 0 | 0 | 0 | 0 | 0 | 0 | 0 | 0 | 0 | 0 | 0 | 0 | 0 | 0 | 0 | 0 | 0 | 0 | 0 | 0 | 0 | 0 | 0 | 0 | 0 | 0 | 0 | 0 | 0 | 0 | 0 | 0 | 0 | 0 | 0 | 0 | 0 | 0 | 0 | 0 | 0 | 0 | 0 | 0 | 0 | 0 | 0 | 0 | 0 | 0 | 0 | 0 | 0 | 0 | 0 | 0 | 0 | 0 | 0 | 0 | 0 | 0 | 0 | 0 | 0 | 0 | 0 | 0 | 0 | 0 | 0 | 0 | 0 | 0 | 0 | 0 | 0 | 0 | 0 | 0 | 0 | 0 | 0 | 0 | 0 | 0 | 0 | 0 | 0 | 0 | 0 | 0 | 0 | 0 | 0 | 0 | 0 | 0 | 0 | 0 | 0 | 0 | 0 | 0 | 0 | 0 | 0 | 0 | 0 | 0 | 0 | 0 | 0 | 0 | 0 | 0 | 0 | 0 | 0 | 0 | 0 | 0 | 0 | 0 | 0 | 0 | 0 | 0 | 0 | 0 | 0 | 0 | 0 | 0 | 0 | 0 | 0 | 0 | 0 | 0 | 0 | 0 | 0 | 0 | 0 | 0 | 0 | 0 | 0 | 0 | 0 | 0 | 0 | 0 | 0 | 0 | 0 | 0 | 0 | 0 | 0 | 0 | 0 | 0 | 0 | 0 | 0 | 0 | 0 | 0 | 0 | 0 | 0 | 0 | 0 | 0 | 0 | 0 | 0 | 0 | 0 | 0 | 0 | 0 | 0 | 0 | 0 | 0 | 0 | 0 | 0 | 0 | 0 | 0 | 0 | 0 | 0 | 0 | 0 | 0 | 0 | 0 | 0 | 0 | 0 | 0 | 0 | 0 | 0 | 0 | 0 | 0 | 0 | 0 | 0 | 0 | 0 | 0 | 0 | 0 | 0 | 0 | 0 | 0 | 0 | 0 | 0 | 0 | 0 | 0 | 0 | 0 | 0 | 0 | 0 | 0 | 0 | 0 | 0 | 0 | 0 | 0 | 0 | 0 | 0 | 0 | 0 | 0 | 0 | 0 | 0 | 0 | 0 | 0 | 0 | 0 | 0 | 0 | 0 | 0 | 0 | 0 | 0 | 0 | 0 | 0 | 0 | 0 | 0 | 0 | 0 | 0 | 0 | 0 | 0 | 0 | 0 | 0 | 0 | 0 | 0 | 0 | 0 | 0 | 0 | 0 | 0 | 0 | 0 | 0 | 0 | 0 | 0 | 0 | 0 | 0 | 0 | 0 | 0 | 0 | 0 | 0 | 0 | 0 | 0 | 0 | 0 | 0 | 0 | 0 | 0 | 0 | 0 | 0 | 0 | 0 | 0 | 0 | 0 | 0 | 0 | 0 | 0 | 0 | 0 | 0 | 0 | 0 | 0 | 0 | 0 | 0 | 0 | 0 | 0 | 0 | 0 | 0 | 0 | 0 | 0 | 0 | 0 | 0 | 0 | 0 | 0 | 0 | 0 | 0 | 0 | 0 | 0 | 0 | 0 | 0 | 0 | 0 | 0 | 0 | 0 | 0 | 0 | 0 | 0 | 0 | 0 | 0 | 0 | 0 | 0 | 0 | 0 | 0 | 0 | 0 | 0 | 0 | 0 | 0 | 0 | 0 | 0 | 0 | 0 | 0 | 0 | 0 | 0 | 0 | 0 | 0 | 0 | 0 | 0 | 0 | 0 | 0 | 0 | 0 | 0 | 0 | 0 | 0 | 0 | 0 | 0 | 0 | 0 | 0 | 0 | 0 | 0 | 0 | 0 | 0 | 0 | 0 | 0 | 0 | 0 | 0 | 0 | 0 | 0 | 0 | 0 | 0 | 0 | 0 | 0 | 0 | 0 | 0 | 0 | 0 | 0 | 0 | 0 | 0 | 0 | 0 | 0 | 0 | 0 | 0 | 0 | 0 | 0 | 0 | 0 | 0 | 0 | 0 | 0 | 0 | 0 | 0 | 0 | 0 | 0 | 0 | 0 | 0 | 0 | 0 | 0 | 0 | 0 | 0 | 0 | 0 | 0 | 0 | 0 | 0 | 0 | 0 | 0 | 0 | 0 | 0 | 0 | 0 | 0 | 0 | 0 | 0 | 0 | 0 | 0 | 0 | 0 | 0 | 0 | 0 | 0 | 0 | 0 | 0 | 0 | 0 | 0 | 0 | 0 | 0 | 0 | 0 | 0 | 0 | 0 | 0 | 0 | 0 | 0 | 0 | 0 | 0 | 0 | 0 | 0 | 0 | 0 | 0 | 0 | 0 | 0 | 0 | 0 | 0 | 0 | 0 | 0 | 0 | 0 | 0 | 0 | 0 | 0 | 0 | 0 | 0 | 0 | 0 | 0 | 0 | 0 | 0 | 0 | 0 | 0 | 0 | 0 | 0 | 0 | 0 | 0 | 0 | 0 | 0 | 0 | 0 | 0 | 0 | 0 | 0 | 0 | 0 | 0 | 0 | 0 | 0 | 0 | 0 | 0 | 0 | 0 | 0 | 0 | 0 | 0 | 0 | 0 | 0 | 0 | 0 | 0 | 0 | 0 | 0 | 0 | 0 | 0 | 0 | 0 | 0 | 0 | 0 | 0 | 0 | 0 | 0 | 0 | 0 | 0 | 0 | 0 | 0 | 0 | 0 | 0 | 0 | 0 | 0 | 0 | 0 | 0 | 0 | 0 | 0 | 0 | 0 | 0 | 0 | 0 | 0 | 0 | 0 | 0 | 0 | 0 | 0 | 0 | 0 | 0 | 0 | 0 | 0 | 0 | 0 | 0 | 0 | 0 | 0 | 0 | 0 | 0 | 0 | 0 | 0 | 0 | 0 | 0 | 0 | 0 | 0 | 0 | 0 | 0 | 0 | 0 | 0 | 0 | 0 | 0 | 0 | 0 | 0 | 0 | 0 | 0 | 0 | 0 | 0 | 0 | 0 | 0 | 0 | 0 | 0 | 0 | 0 | 0 | 0 | 0 | 0 | 0 | 0 | 0 | 0 | 0 | 0 | 0 | 0 | 0 | 0 | 0 | 0 | 0 | 0 | 0 | 0 | 0 | 0 | 0 | 0 | 0 | 0 | 0 | 0 | 0 | 0 | 0 | 0 | 0 | 0 | 0 | 0 | 0 | 0 | 0 | 0 | 0 | 0 | 0 | 0 | 0 | 0 | 0 | 0 | 0 | 0 | 0 | 0 | 0 | 0 | 0 | 0 | 0 | 0 | 0 | 0 | 0 | 0 | 0 | 0 | 0 | 0 | 0 | 0 | 0 | 0 | 0 | 0 | 0 | 0 | 0 | 0 | 0 | 0 | 0 | 0 | 0 | 0 | 0 | 0 | 0 | 0 | 0 | 0 | 0 | 0 | 0 | 0 | 0 | 0 | 0 | 0 | 0 | 0 | 0 | 0 | 0 | 0 | 0 | 0 | 0 | 0 | 0 | 0 | 0 | 0 | 0 | 0 | 0 | 0 | 0 | 0 | 0 | 0 | 0 | 0 | 0 | 0 | 0 | 0 | 0 | 0 | 0 | 0 | 0 | 0 | 0 | 0 | 0 | 0 | 0 | 0 | 0 | 0 | 0 | 0 | 0 | 0 | 0 | 0 | 0 | 0 | 0 | 0 | 0 | 0 | 0 | 0 | 0 | 0 | 0 | 0 | 0 | 0 | 0 | 0 | 0 | 0 | 0 | 0 | 0 | 0 | 0 | 0 | 0 | 0 | 0 | 0 | 0 | 0 | 0 | 0 | 0 | 0 | 0 | 0 | 0 | 0 | 0 | 0 | 0 | 0 | 0 | 0 | 0 | 0 | 0 | 0 | 0 | 0 | 0 | 0 | 0 | 0 | 0 | 0 | 0 | 0 | 0 | 0 | 0 | 0 | 0 | 0 | 0 | 0 | 0 | 0 | 0 | 0 | 0 | 0 | 0 | 0 | 0 | 0 | 0 | 0 | 0 | 0 | 0 | 0 | 0 | 0 | 0 | 0 | 0 | 0 | 0 | 0 | 0 | 0 | 0 | 0 | 0 | 0 | 0 | 0 | 0 | 0 | 0 | 0 | 0 | 0 | 0 | 0 | 0 | 0 | 0 | 0 | 0 | 0 | 0 | 0 | 0 | 0 | 0 | 0 | 0 | 0 | 0 | 0 | 0 | 0 | 0 | 0 | 0 | 0 | 0 | 0 | 0 | 0 | 0 | 0 | 0 | 0 | 0 | 0 | 0 | 0 | 0 | 0 | 0 | 0 | 0 | 0 | 0 | 0 | 0 | 0 | 0 | 0 | 0 | 0 | 0 | 0 | 0 | 0 | 0 | 0 | 0 | 0 | 0 | 0 | 0 | 0 | 0 | 0 | 0 | 0 | 0 | 0 | 0 | 0 | 0 | 0 | 0 | 0 | 0 | 0 | 0 | 0 | 0 | 0 | 0 | 0 | 0 | 0 | 0 | 0 | 0 | 0 | 0 | 0 | 0 | 0 | 0 | 0 | 0 | 0 | 0 | 0 | 0 | 0 | 0 | 0 | 0 | 0 | 0 | 0 | 0 | 0 | 0 | 0 | 0 | 0 | 0 | 0 | 0 | 0 | 0 | 0 | 0 | 0 | 0 | 0 | 0 | 0 | 0 | 0 | 0 | 0 | 0 | 0 | 0 | 0 | 0 | 0 | 0 | 0 | 0 | 0 | 0 | 0 | 0 | 0 | 0 | 0 | 0 | 0 | 0 | 0 | 0 | 0 | 0 | 0 | 0 | 0 | 0 | 0 | 0 | 0 | 0 | 0 | 0 | 0 | 0 | 0 | 0 | 0 | 0 | 0 | 0 | 0 | 0 | 0 | 0 | 0 | 0 | 0 | 0 | 0 | 0 | 0 | 0 | 0 | 0 | 0 | 0 | 0 | 0 | 0 | 0 | 0 | 0 | 0 | 0 | 0 | 0 | 0 | 0 | 0 | 0 | 0 | 0 | 0 | 0 | 0 | 0 | 0 | 0 | 0 | 0 | 0 | 0 | 0 | 0 | 0 | 0 | 0 | 0 | 0 | 0 | 0 | 0 | 0 | 0 | 0 | 0 | 0 | 0 | 0 | 0 | 0 | 0 | 0 | 0 | 0 | 0 | 0 | 0 | 0 | 0 | 0 | 0 | 0 | 0 | 0 | 0 | 0 | 0 | 0 | 0 | 0 | 0 | 0 | 0 | 0 | 0 | 0 | 0 | 0 | 0 | 0 | 0 | 0 | 0 | 0 | 0 | 0 | 0 | 0 | 0 | 0 | 0 | 0 | 0 | 0 | 0 | 0 | 0 | 0 | 0 | 0 | 0 | 0 | 0 | 0 | 0 | 0 | 0 | 0 | 0 | 0 | 0 | 0 | 0 | 0 | 0 | 0 | 0 | 0 | 0 | 0 | 0 | 0 | 0 | 0 | 0 | 0 | 0 | 0 | 0 | 0 | 0 | 0 | 0 | 0 | 0 | 0 | 0 | 0 | 0 | 0 | 0 | 0 | 0 | 0 | 0 | 0 | 0 | 0 | 0 | 0 | 0 | 0 | 0 | 0 | 0 | 0 | 0 | 0 | 0 | 0 | 0 | 0 | 0 | 0 | 0 | 0 | 0 | 0 | 0 | 0 | 0 | 0 | 0 | 0 | 0 | 0 | 0 | 0 | 0 | 0 | 0 | 0 | 0 | 0 | 0 | 0 | 0 | 0 | 0 | 0 | 0 | 0 | 0 | 0 | 0 | 0 | 0 | 0 | 0 | 0 | 0 | 0 | 0 | 0 | 0 | 0 | 0 | 0 | 0 | 0 | 0 | 0 | 0 | 0 | 0 | 0 | 0 | 0 | 0 | 0 | 0 | 0 | 0 | 0 | 0 | 0 | 0 | 0 | 0 | 0 | 0 | 0 | 0 | 0 | 0 | 0 | 0 | 0 | 0 | 0 | 0 | 0 | 0 | 0 | 0 | 0 | 0 | 0 | 0 | 0 | 0 | 0 | 0 | 0 | 0 | 0 | 0 | 0 | 0 | 0 | 0 | 0 | 0 | 0 | 0 | 0 | 0 | 0 | 0 | 0 | 0 | 0 | 0 | 0 | 0 | 0 | 0 | 0 | 0 | 0 | 0 | 0 | 0 | 0 | 0 | 0 | 0 | 0 | 0 | 0 | 0 | 0 | 0 | 0 | 0 | 0 | 0 | 0 | 0 | 0 | 0 | 0 | 0 | 0 | 0 | 0 | 0 | 0 | 0 | 0 | 0 | 0 | 0 | 0 | 0 | 0 | 0 | 0 | 0 | 0 | 0 | 0 | 0 | 0 | 0 | 0 | 0 | 0 | 0 | 0 | 0 | 0 | 0 | 0 | 0 | 0 | 0 | 0 | 0 | 0 | 0 | 0 | 0 | 0 | 0 | 0 | 0 | 0 | 0 | 0 | 0 | 0 | 0 | 0 | 0 | 0 | 0 | 0 | 0 | 0 | 0 | 0 | 0 | 0 | 0 | 0 | 0 | 0 | 0 | 0 | 0 | 0 | 0 | 0 | 0 | 0 | 0 | 0 | 0 | 0 | 0 | 0 | 0 | 0 | 0 | 0 | 0 | 0 | 0 | 0 | 0 | 0 | 0 | 0 | 0 | 0 | 0 | 0 | 0 | 0 | 0 | 0 | 0 | 0 | 0 | 0 | 0 | 0 | 0 | 0 | 0 | 0 | 0 | 0 | 0 | 0 | 0 | 0 | 0 | 0 | 0 | 0 | 0 | 0 | 0 | 0 | 0 | 0 | 0 | 0 | 0 | 0 | 0 | 0 | 0 | 0 | 0 | 0 | 0 | 0 | 0 | 0 | 0 | 0 | 0 | 0 | 0 | 0 | 0 | 0 | 0 | 0 | 0 | 0 | 0 | 0 | 0 | 0 | 0 | 0 | 0 | 0 | 0 | 0 | 0 | 0 | 0 | 0 | 0 | 0 | 0 | 0 | 0 | 0 | 0 | 0 | 0 | 0 | 0 | 0 | 0 | 0 | 0 | 0 | 0 | 0 | 0 | 0 | 0 | 0 | 0 | 0 | 0 | 0 | 0 | 0 | 0 | 0 | 0 | 0 | 0 | 0 | 0 | 0 | 0 | 0 | 0 | 0 | 0 | 0 | 0 | 0 | 0 | 0 | 0 | 0 | 0 | 0 | 0 | 0 | 0 | 0 | 0 | 0 | 0 | 0 | 0 | 0 | 0 | 0 | 0 | 0 | 0 | 0 | 0 | 0 | 0 | 0 | 0 | 0 | 0 | 0 | 0 | 0 | 0 | 0 | 0 | 0 | 0 | 0 | 0 | 0 | 0 | 0 | 0 | 0 | 0 | 0 | 0 | 0 | 0 | 0 | 0 | 0 | 0 | 0 | 0 | 0 | 0 | 0 | 0 | 0 | 0 | 0 | 0 | 0 | 0 | 0 | 0 | 0 | 0 | 0 | 0 | 0 | 0 | 0 | 0 | 0 | 0 | 0 | 0 | 0 | 0 | 0 | 0 | 0 | 0 | 0 | 0 | 0 | 0 | 0 | 0 | 0 | 0 | 0 | 0 | 0 | 0 | 0 | 0 | 0 | 0 | 0 | 0 | 0 | 0 | 0 | 0 | 0 | 0 | 0 | 0 | 0 | 0 | 0 | 0 | 0 | 0 | 0 | 0 | 0 | 0 | 0 | 0 | 0 | 0 | 0 | 0 | 0 | 0 | 0 | 0 | 0 | 0 | 0 | 0 | 0 | 0 | 0 | 0 | 0 | 0 | 0 | 0 | 0 | 0 | 0 | 0 | 0 | 0 | 0 | 0 | 0 | 0 | 0 | 0 | 0 | 0 | 0 | 0 | 0 | 0 | 0 | 0 | 0 | 0 | 0 | 0 | 0 | 0 | 0 | 0 | 0 | 0 | 0 | 0 | 0 | 0 | 0 | 0 | 0 | 0 | 0 | 0 | 0 | 0 | 0 | 0 | 0 | 0 | 0 | 0 | 0 | 0 | 0 | 0 | 0 | 0 | 0 | 0 | 0 | 0 | 0 | 0 | 0 | 0 | 0 | 0 | 0 | 0 | 0 | 0 | 0 | 0 | 0 | 0 | 0 | 0 | 0 | 0 | 0 | 0 | 0 | 0 | 0 | 0 | 0 | 0 | 0 | 0 | 0 | 0 | 0 | 0 | 0 | 0 | 0 | 0 | 0 | 0 | 0 | 0 | 0 | 0 | 0 | 0 | 0 | 0 | 0 | 0 | 0 | 0 | 0 | 0 | 0 | 0 | 0 | 0 | 0 | 0 | 0 | 0 | 0 | 0 | 0 | 0 | 0 | 0 | 0 | 0 | 0 | 0 | 0 | 0 | 0 | 0 | 0 | 0 | 0 | 0 | 0 | 0 | 0 | 0 | 0 | 0 | 0 | 0 | 0 | 0 | 0 | 0 | 0 | 0 | 0 | 0 | 0 | 0 | 0 | 0 | 0 | 0 | 0 | 0 | 0 | 0 | 0 | 0 | 0 | 0 | 0 | 0 | 0 | 0 | 0 | 0 | 0 | 0 | 0 | 0 | 0 | 0 | 0 | 0 | 0 | 0 | 0 | 0 | 0 | 0 | 0 | 0 | 0 | 0 | 0 | 0 | 0 | 0 | 0 | 0 | 0 | 0 | 0 | 0 | 0 | 0 | 0 | 0 | 0 | 0 | 0 | 0 | 0 | 0 | 0 | 0 | 0 | 0 | 0 | 0 | 0 | 0 | 0 | 0 | 0 | 0 | 0 | 0 | 0 | 0 | 0 | 0 | 0 | 0 | 0 | 0 | 0 | 0 | 0 | 0 | 0 | 0 | 0 | 0 | 0 | 0 | 0 | 0 | 0 | 0 | 0 | 0 | 0 | 0 | 0 | 0 | 0 | 0 | 0 | 0 | 0 | 0 | 0 | 0 | 0 | 0 | 0 | 0 | 0 | 0 | 0 | 0 | 0 | 0 | 0 | 0 | 0 | 0 | 0 | 0 | 0 | 0 | 0 | 0 | 0 | 0 | 0 | 0 | 0 | 0 | 0 | 0 | 0 | 0 | 0 | 0 | 0 | 0 | 0 | 0 | 0 | 0 | 0 | 0 | 0 | 0 | 0 | 0 | 0 | 0 | 0 | 0 | 0 | 0 | 0 | 0 | 0 | 0 | 0 | 0 | 0 | 0 | 0 | 0 | 0 | 0 | 0 | 0 | 0 | 0 | 0 | 0 | 0 | 0 | 0 | 0 | 0 | 0 | 0 | 0 | 0 | 0 | 0 | 0 | 0 | 0 | 0 | 0 | 0 | 0 | 0 | 0 | 0 | 0 | 0 | 0 | 0 | 0 | 0 | 0 | 0 | 0 | 0 | 0 | 0 | 0 | 0 | 0 | 0 | 0 | 0 | 0 | 0 | 0 | 0 | 0 | 0 | 0 | 0 | 0 | 0 | 0 | 0 | 0 | 0 | 0 | 0 | 0 | 0 | 0 | 0 | 0 | 0 | 0 | 0 | 0 | 0 | 0 | 0 | 0 | 0 | 0 | 0 | 0 | 0 | 0 | 0 | 0 | 0 | 0 | 0 | 0 | 0 | 0 | 0 | 0 | 0 | 0 | 0 | 0 | 0 | 0 | 0 | 0 | 0 | 0 | 0 | 0 | 0 | 0 | 0 | 0 | 0 | 0 | 0 | 0 | 0 | 0 | 0 | 0 | 0 | 0 | 0 | 0 | 0 | 0 | 0 | 0 | 0 | 0 | 0 | 0 | 0 | 0 | 0 | 0 | 0 | 0 | 0 | 0 | 0 | 0 | 0 | 0 | 0 | 0 | 0 | 0 | 0 | 0 | 0 | 0 | 0 | 0 | 0 | 0 | 0 | 0 | 0 | 0 | 0 | 0 | 0 | 0 | 0 | 0 | 0 | 0 | 0 | 0 | 0 | 0 | 0 | 0 | 0 | 0 | 0 | 0 | 0 | 0 | 0 | 0 | 0 | 0 | 0 | 0 | 0 | 0 | 0 | 0 | 0 | 0 | 0 | 0 | 0 | 0 | 0 | 0 | 0 | 0 | 0 | 0 | 0 | 0 | 0 | 0 | 0 | 0 | 0 | 0 | 0 | 0 | 0 | 0 | 0 | 0 | 0 | 0 | 0 | 0 | 0 | 0 | 0 | 0 | 0 | 0 | 0 | 0 | 0 | 0 | 0 | 0 | 0 | 0 | 0 | 0 | 0 | 0 | 0 | 0 | 0 | 0 | 0 | 0 | 0 | 0 | 0 | 0 | 0 | 0 | 0 | 0 | 0 | 0 | 0 | 0 | 0 | 0 | 0 | 0 | 0 | 0 | 0 | 0 | 0 | 0 | 0 | 0 | 0 | 0 | 0 | 0 | 0 | 0 | 0 | 0 | 0 | 0 | 0 | 0 | 0 | 0 | 0 | 0 | 0 | 0 | 0 | 0 | 0 | 0 | 0 | 0 | 0 | 0 | 0 | 0 | 0 | 0 | 0 | 0 | 0 | 0 | 0 | 0 | 0 | 0 | 0 | 0 | 0 | 0 | 0 | 0 | 0 | 0 | 0 | 0 | 0 | 0 | 0 | 0 | 0 | 0 | 0 | 0 | 0 | 0 | 0 | 0 | 0 | 0 | 0 | 0 | 0 | 0 | 0 | 0 | 0 | 0 | 0 | 0 | 0 | 0 | 0 | 0 | 0 | 0 | 0 | 0 | 0 | 0 | 0 | 0 | 0 | 0 | 0 | 0 | 0 | 0 | 0 | 0 | 0 | 0 | 0 | 0 | 0 | 0 | 0 | 0 | 0 | 0 | 0 | 0 | 0 | 0 | 0 | 0 | 0 | 0 | 0 | 0 | 0 | 0 | 0 | 0 | 0 | 0 | 0 | 0 | 0 | 0 | 0 | 0 | 0 | 0 | 0 | 0 | 0 | 0 | 0 | 0 | 0 | 0 | 0 | 0 | 0 | 0 | 0 | 0 | 0 | 0 | 0 | 0 | 0 | 0 | 0 | 0 | 0 | 0 | 0 | 0 | 0 | 0 | 0 | 0 | 0 | 0 | 0 | 0 | 0 | 0 | 0 | 0 | 0 | 0 | 0 | 0 | 0 | 0 | 0 | 0 | 0 | 0 | 0 | 0 | 0 | 0 | 0 | 0 | 0 | 0 | 0 | 0 | 0 | 0 | 0 | 0 | 0 | 0 | 0 | 0 | 0 | 0 | 0 | 0 | 0 | 0 | 0 | 0 | 0 | 0 | 0 | 0 | 0 | 0 | 0 | 0 | 0 | 0 | 0 | 0 | 0 | 0 | 0 | 0 | 0 | 0 | 0 | 0 | 0 | 0 | 0 | 0 | 0 | 0 | 0 | 0 | 0 | 0 | 0 | 0 | 0 | 0 | 0 | 0 | 0 | 0 | 0 | 0 | 0 | 0 | 0 | 0 | 0 | 0 | 0 | 0 | 0 | 0 | 0 | 0 | 0 | 0 | 0 | 0 | 0 | 0 | 0 | 0 | 0 | 0 | 0 | 0 | 0 | 0 | 0 | 0 | 0 | 0 | 0 | 0 | 0 | 0 | 0 | 0 | 0 | 0 | 0 | 0 | 0 | 0 | 0 | 0 | 0 | 0 | 0 | 0 | 0 | 0 | 0 | 0 | 0 | 0 | 0 | 0 | 0 | 0 | 0 | 0 | 0 | 0 | 0 | 0 | 0 | 0 | 0 | 0 | 0 | 0 | 0 | 0 | 0 | 0 | 0 | 0 | 0 | 0 | 0 | 0 | 0 | 0 | 0 | 0 | 0 | 0 | 0 | 0 | 0 | 0 | 0 | 0 | 0 | 0 | 0 | 0 | 0 | 0 | 0 | 0 | 0 | 0 | 0 | 0 | 0 | 0 | 0 | 0 | 0 | 0 | 0 | 0 | 0 | 0 | 0 | 0 | 0 | 0 | 0 | 0 | 0 | 0 | 0 | 0 | 0 | 0 | 0 | 0 | 0 | 0 | 0 | 0 | 0 | 0 | 0 | 0 | 0 | 0 | 0 | 0 | 0 | 0 | 0 | 0 | 0 | 0 | 0 | 0 | 0 | 0 | 0 | 0 | 0 | 0 | 0 | 0 | 0 | 0 | 0 | 0 | 0 | 0 | 0 | 0 | 0 | 0 | 0 | 0 | 0 | 0 | 0 | 0 | 0 | 0 | 0 | 0 | 0 | 0 | 0 | 0 | 0 | 0 | 0 | 0 | 0 | 0 | 0 | 0 | 0 | 0 | 0 | 0 | 0 | 0 | 0 | 0 | 0 | 0 | 0 | 0 | 0 | 0 | 0 | 0 | 0 | 0 | 0 | 0 | 0 | 0 | 0 | 0 | 0 | 0 | 0 | 0 | 0 | 0 | 0 | 0 | 0 | 0 | 0 | 0 | 0 | 0 | 0 | 0 | 0 | 0 | 0 | 0 | 0 | 0 | 0 | 0 | 0 | 0 | 0 | 0 | 0 | 0 | 0 | 0 | 0 | 0 | 0 | 0 | 0 | 0 | 0 | 0 | 0 | 0 | 0 | 0 | 0 | 0 | 0 | 0 | 0 | 0 | 0 | 0 | 0 | 0 | 0 | 0 | 0 | 0 | 0 | 0 | 0 | 0 | 0 | 0 | 0 | 0 | 0 | 0 | 0 | 0 | 0 | 0 | 0 | 0 | 0 | 0 | 0 | 0 | 0 | 0 | 0 | 0 | 0 | 0 | 0 | 0 | 0 | 0 | 0 | 0 | 0 | 0 | 0 | 0 | 0 | 0 | 0 | 0 | 0 | 0 | 0 | 0 | 0 | 0 | 0 | 0 | 0 | 0 | 0 | 0 | 0 | 0 | 0 | 0 | 0 | 0 | 0 | 0 | 0 | 0 | 0 | 0 | 0 | 0 | 0 | 0 | 0 | 0 | 0 | 0 | 0 | 0 | 0 | 0 | 0 | 0 | 0 | 0 | 0 | 0 | 0 | 0 | 0 | 0 | 0 | 0 | 0 | 0 | 0 | 0 | 0 | 0 | 0 | 0 | 0 | 0 | 0 | 0 | 0 | 0 | 0 | 0 | 0 | 0 | 0 | 0 | 0 | 0 | 0 | 0 | 0 | 0 | 0 | 0 | 0 | 0 | 0 | 0 | 0 | 0 | 0 | 0 | 0 | 0 | 0 | 0 | 0 | 0 | 0 | 0 | 0 | 0 | 0 | 0 | 0 | 0 | 0 | 0 | 0 | 0 | 0 | 0 | 0 | 0 | 0 | 0 | 0 | 0 | 0 | 0 | 0 | 0 | 0 | 0 | 0 | 0 | 0 | 0 | 0 | 0 | 0 | 0 | 0 | 0 | 0 | 0 | 0 | 0 | 0 | 0 | 0 | 0 | 0 | 0 | 0 | 0 | 0 | 0 | 0 | 0 | 0 | 0 | 0 | 0 | 0 | 0 | 0 | 0 | 0 | 0 | 0 | 0 | 0 | 0 | 0 | 0 | 0 | 0 | 0 | 0 | 0 | 0 | 0 | 0 | 0 | 0 | 0 | 0 | 0 | 0 | 0 | 0 | 0 | 0 | 0 | 0 | 0 | 0 | 0 | 0 | 0 | 0 | 0 | 0 | 0 | 0 | 0 | 0 | 0 | 0 | 0 | 0 | 0 | 0 | 0 | 0 | 0 | 0 | 0 | 0 | 0 | 0 | 0 | 0 | 0 | 0 | 0 | 0 | 0 | 0 | 0 | 0 | 0 | 0 | 0 | 0 | 0 | 0 | 0 | 0 | 0 | 0 | 0 | 0 | 0 | 0 | 0 | 0 | 0 | 0 | 0 | 0 | 0 | 0 | 0 | 0 | 0 | 0 | 0 | 0 | 0 | 0 | 0 | 0 | 0 | 0 | 0 | 0 | 0 | 0 | 0 | 0 | 0 | 0 | 0 | 0 | 0 | 0 | 0 | 0 | 0 | 0 | 0 | 0 | 0 | 0 | 0 | 0 | 0 | 0 | 0 | 0 | 0 | 0 | 0 | 0 | 0 | 0 | 0 | 0 | 0 | 0 | 0 | 0 | 0 | 0 | 0 | 0 | 0 | 0 | 0 | 0 | 0 | 0 | 0 | 0 | 0 | 0 | 0 | 0 | 0 | 0 | 0 | 0 | 0 | 0 | 0 | 0 | 0 | 0 | 0 | 0 | 0 | 0 | 0 | 0 | 0 | 0 | 0 | 0 | 0 | 0 | 0 | 0 | 0 | 0 | 0 | 0 | 0 | 0 | 0 | 0 | 0 | 0 | 0 | 0 | 0 | 0 | 0 | 0 | 0 | 0 | 0 | 0 | 0 | 0 | 0 | 0 | 0 | 0 | 0 | 0 | 0 | 0 | 0 | 0 | 0 | 0 | 0 | 0 | 0 | 0 | 0 | 0 | 0 | 0 | 0 | 0 | 0 | 0 | 0 | 0 | 0 | 0 | 0 | 0 | 0 | 0 | 0 | 0 | 0 | 0 | 0 | 0 | 0 | 0 | 0 | 0 | 0 | 0 | 0 | 0 | 0 | 0 | 0 | 0 | 0 | 0 | 0 | 0 | 0 | 0 | 0 | 0 | 0 | 0 | 0 | 0 | 0 | 0 | 0 | 0 | 0 | 0 | 0 | 0 | 0 | 0 | 0 | 0 | 0 | 0 | 0 | 0 | 0 | 0 | 0 | 0 | 0 | 0 | 0 | 0 | 0 | 0 | 0 | 0 | 0 | 0 | 0 | 0 | 0 | 0 | 0 | 0 | 0 | 0 | 0 | 0 | 0 | 0 | 0 | 0 | 0 | 0 | 0 | 0 | 0 | 0 | 0 | 0 | 0 | 0 | 0 | 0 | 0 | 0 | 0 | 0 | 0 | 0 | 0 | 0 | 0 | 0 | 0 | 0 | 0 | 0 | 0 | 0 | 0 | 0 | 0 | 0 | 0 | 0 | 0 | 0 | 0 | 0 | 0 | 0 | 0 | 0 | 0 | 0 | 0 | 0 | 0 | 0 | 0 | 0 | 0 | 0 | 0 | 0 | 0 | 0 | 0 | 0 | 0 | 0 | 0 | 0 | 0 | 0 | 0 | 0 | 0 | 0 | 0 | 0 | 0 | 0 | 0 | 0 | 0 | 0 | 0 | 0 | 0 | 0 | 0 | 0 | 0 | 0 | 0 | 0 | 0 | 0 | 0 | 0 | 0 | 0 | 0 | 0 | 0 | 0 | 0 | 0 | 0 | 0 | 0 | 0 | 0 | 0 | 0 | 0 | 0 | 0 | 0 | 0 | 0 | 0 | 0 | 0 | 0 | 0 | 0 | 0 | 0 | 0 | 0 | 0 | 0 | 0 | 0 | 0 | 0 | 0 | 0 | 0 | 0 | 0 | 0 | 0 | 0 | 0 | 0 | 0 | 0 | 0 | 0 | 0 | 0 | 0 | 0 | 0 | 0 | 0 | 0 | 0 | 0 | 0 | 0 | 0 | 0 | 0 | 0 | 0 | 0 | 0 | 0 | 0 | 0 | 0 | 0 | 0 | 0 | 0 | 0 | 0 | 0 | 0 | 0 | 0 | 0 | 0 | 0 | 0 | 0 | 0 | 0 | 0 | 0 | 0 | 0 | 0 | 0 | 0 | 0 | 0 | 0 | 0 | 0 | 0 | 0 | 0 | 0 | 0 | 0 | 0 | 0 | 0 | 0 | 0 | 0 | 0 | 0 | 0 | 0 | 0 | 0 | 0 | 0 | 0 | 0 | 0 | 0 | 0 | 0 | 0 | 0 | 0 | 0 | 0 | 0 | 0 | 0 | 0 | 0 | 0 | 0 | 0 | 0 | 0 | 0 | 0 | 0 | 0 | 0 | 0 | 0 | 0 | 0 | 0 | 0 | 0 | 0 | 0 | 0 | 0 | 0 | 0 | 0 | 0 | 0 | 0 | 0 | 0 | 0 | 0 | 0 | 0 | 0 | 0 | 0 | 0 | 0 | 0 | 0 | 0 | 0 | 0 | 0 | 0 | 0 | 0 | 0 | 0 | 0 | 0 | 0 | 0 | 0 | 0 | 0 | 0 | 0 | 0 | 0 | 0 | 0 | 0 | 0 | 0 | 0 | 0 | 0 | 0 | 0 | 0 | 0 | 0 | 0 | 0 | 0 | 0 | 0 | 0 | 0 | 0 | 0 | 0 | 0 | 0 | 0 | 0 | 0 | 0 | 0 | 0 | 0 | 0 | 0 | 0 | 0 | 0 | 0 | 0 | 0 | 0 | 0 | 0 | 0 | 0 | 0 | 0 | 0 | 0 | 0 | 0 | 0 | 0 | 0 | 0 | 0 | 0 | 0 | 0 | 0 | 0 | 0 | 0 | 0 | 0 | 0 | 0 | 0 | 0 | 0 | 0 | 0 | 0 | 0 | 0 | 0 | 0 | 0 | 0 | 0 | 0 | 0 | 0 | 0 | 0 | 0 | 0 | 0 | 0 | 0 | 0 | 0 | 0 | 0 | 0 | 0 | 0 | 0 | 0 | 0 | 0 | 0 | 0 | 0 | 0 | 0 | 0 | 0 | 0 | 0 | 0 | 0 | 0 | 0 | 0 | 0 | 0 | 0 | 0 | 0 | 0 | 0 | 0 | 0 | 0 | 0 | 0 | 0 | 0 | 0 | 0 | 0 | 0 | 0 | 0 | 0 | 0 | 0 | 0 | 0 | 0 | 0 | 0 | 0 | 0 | 0 | 0 | 0 | 0 | 0 | 0 | 0 | 0 | 0 | 0 | 0 | 0 | 0 | 0 | 0 | 0 | 0 | 0 | 0 | 0 | 0 | 0 | 0 | 0 | 0 | 0 | 0 | 0 | 0 | 0 | 0 | 0 | 0 | 0 | 0 | 0 | 0 | 0 | 0 | 0 | 0 | 0 | 0 | 0 | 0 | 0 | 0 | 0 | 0 | 0 | 0 | 0 | 0 | 0 | 0 | 0 | 0 | 0 | 0 | 0 | 0 | 0 | 0 | 0 | 0 | 0 | 0 | 0 | 0 | 0 | 0 | 0 | 0 | 0 | 0 | 0 | 0 | 0 | 0 | 0 | 0 | 0 | 0 | 0 | 0 | 0 | 0 | 0 | 0 | 0 | 0 | 0 | 0 | 0 | 0 | 0 | 0 | 0 | 0 | 0 | 0 | 0 | 0 | 0 | 0 | 0 | 0 | 0 | 0 | 0 | 0 | 0 | 0 | 0 | 0 | 0 | 0 | 0 | 0 | 0 | 0 | 0 | 0 | 0 | 0 | 0 | 0 | 0 | 0 | 0 | 0 | 0 | 0 | 0 | 0 | 0 | 0 | 0 | 0 | 0 | 0 | 0 | 0 | 0 | 0 | 0 | 0 | 0 | 0 | 0 | 0 | 0 | 0 | 0 | 0 | 0 | 0 | 0 | 0 | 0 | 0 | 0 | 0 | 0 | 0 | 0 | 0 | 0 | 0 | 0 | 0 | 0 | 0 | 0 | 0 | 0 | 0 | 0 | 0 | 0 | 0 | 0 | 0 | 0 | 0 | 0 | 0 | 0 | 0 | 0 | 0 | 0 | 0 | 0 | 0 | 0 | 0 | 0 | 0 | 0 | 0 | 0 | 0 | 0 | 0 | 0 | 0 | 0 | 0 | 0 | 0 | 0 | 0 | 0 | 0 | 0 | 0 | 0 | 0 | 0 | 0 | 0 | 0 | 0 | 0 | 0 | 0 | 0 | 0 | 0 | 0 | 0 | 0 | 0 | 0 | 0 | 0 | 0 | 0 | 0 | 0 | 0 | 0 | 0 | 0 | 0 | 0 | 0 | 0 | 0 | 0 | 0 | 0 | 0 | 0 | 0 | 0 | 0 | 0 | 0 | 0 | 0 | 0 | 0 | 0 | 0 | 0 | 0 | 0 | 0 | 0 | 0 | 0 | 0 | 0 | 0 | 0 | 0 | 0 | 0 | 0 | 0 | 0 | 0 | 0 | 0 | 0 | 0 | 0 | 0 | 0 | 0 | 0 | 0 | 0 | 0 | 0 | 0 | 0 | 0 | 0 | 0 | 0 | 0 | 0 | 0 | 0 | 0 | 0 | 0 | 0 | 0 | 0 | 0 | 0 | 0 | 0 | 0 | 0 | 0 | 0 | 0 | 0 | 0 | 0 | 0 | 0 | 0 | 0 | 0 | 0 | 0 | 0 | 0 | 0 | 0 | 0 | 0 | 0 | 0 | 0 | 0 | 0 | 0 | 0 | 0 | 0 | 0 | 0 | 0 | 0 | 0 | 0 | 0 | 0 | 0 | 0 | 0 | 0 | 0 | 0 | 0 | 0 | 0 | 0 | 0 | 0 | 0 | 0 | 0 | 0 | 0 | 0 | 0 | 0 | 0 | 0 | 0 | 0 | 0 | 0 | 0 | 0 | 0 | 0 | 0 | 0 | 0 | 0 | 0 | 0 | 0 | 0 | 0 | 0 | 0 | 0 | 0 | 0 | 0 | 0 | 0 | 0 | 0 | 0 | 0 | 0 | 0 | 0 | 0 | 0 | 0 | 0 | 0 | 0 | 0 | 0 | 0 | 0 | 0 | 0 | 0 | 0 | 0 | 0 | 0 | 0 | 0 | 0 | 0 | 0 | 0 | 0 | 0 | 0 | 0 | 0 | 0 | 0 | 0 | 0 | 0 | 0 | 0 | 0 | 0 | 0 | 0 | 0 | 0 | 0 | 0 | 0 | 0 | 0 | 0 | 0 | 0 | 0 | 0 | 0 | 0 | 0 | 0 | 0 | 0 | 0 | 0 | 0 | 0 | 0 | 0 | 0 | 0 | 0 | 0 | 0 | 0 | 0 | 0 | 0 | 0 | 0 | 0 | 0 | 0 | 0 | 0 | 0 | 0 | 0 | 0 | 0 | 0 | 0 | 0 | 0 | 0 | 0 | 0 | 0 | 0 | 0 | 0 | 0 | 0 | 0 | 0 | 0 | 0 | 0 | 0 | 0 | 0 | 0 | 0 | 0 | 0 | 0 | 0 | 0 | 0 | 0 | 0 | 0 | 0 | 0 | 0 | 0 | 0 | 0 | 0 | 0 | 0 | 0 | 0 | 0 | 0 | 0 | 0 | 0 | 0 | 0 | 0 | 0 | 0 | 0 | 0 | 0 | 0 | 0 | 0 | 0 | 0 | 0 | 0 | 0 | 0 | 0 | 0 | 0 | 0 | 0 | 0 | 0 | 0 | 0 | 0 | 0 | 0 | 0 | 0 | 0 | 0 | 0 | 0 | 0 | 0 | 0 | 0 | 0 | 0 | 0 | 0 | 0 | 0 | 0 | 0 | 0 | 0 | 0 | 0 | 0 | 0 | 0 | 0 | 0 | 0 | 0 | 0 | 0 | 0 | 0 | 0 | 0 | 0 | 0 | 0 | 0 | 0 | 0 | 0 | 0 | 0 | 0 | 0 | 0 | 0 | 0 | 0 | 0 | 0 | 0 | 0 | 0 | 0 | 0 | 0 | 0 | 0 | 0 | 0 | 0 | 0 | 0 | 0 | 0 | 0 | 0 | 0 | 0 | 0 | 0 | 0 | 0 | 0 | 0 | 0 | 0 | 0 | 0 | 0 | 0 | 0 | 0 | 0 | 0 | 0 | 0 | 0 | 0 | 0 | 0 | 0 | 0 | 0 | 0 | 0 | 0 | 0 | 0 | 0 | 0 | 0 | 0 | 0 | 0 | 0 | 0 | 0 | 0 | 0 | 0 | 0 | 0 | 0 | 0 | 0 | 0 | 0 | 0 | 0 | 0 | 0 | 0 | 0 | 0 | 0 | 0 | 0 | 0 | 0 | 0 | 0 | 0 | 0 | 0 | 0 | 0 | 0 | 0 | 0 | 0 | 0 | 0 | 0 | 0 | 0 | 0 | 0 | 0 | 0 | 0 | 0 | 0 | 0 | 0 | 0 | 0 | 0 | 0 | 0 | 0 | 0 | 0 | 0 | 0 | 0 | 0 | 0 | 0 | 0 | 0 | 0 | 0 | 0 | 0 | 0 | 0 | 0 | 0 | 0 | 0 | 0 | 0 | 0 | 0 | 0 | 0 | 0 | 0 | 0 | 0 | 0 | 0 | 0 | 0 | 0 | 0 | 0 | 0 | 0 | 0 | 0 | 0 | 0 | 0 | 0 | 0 | 0 | 0 | 0 | 0 | 0 | 0 | 0 | 0 | 0 | 0 | 0 | 0 | 0 | 0 | 0 | 0 | 0 | 0 | 0 | 0 | 0 | 0 | 0 | 0 | 0 | 0 | 0 | 0 | 0 | 0 | 0 | 0 | 0 | 0 | 0 | 0 | 0 | 0 | 0 | 0 | 0 | 0 | 0 | 0 | 0 | 0 | 0 | 0 | 0 | 0 | 0 | 0 | 0 | 0 | 0 | 0 | 0 | 0 | 0 | 0 | 0 | 0 | 0 | 0 | 0 | 0 | 0 | 0 | 0 | 0 | 0 | 0 | 0 | 0 | 0 | 0 | 0 | 0 | 0 | 0 | 0 | 0 | 0 | 0 | 0 | 0 | 0 | 0 | 0 | 0 | 0 | 0 | 0 | 0 | 0 | 0 | 0 | 0 | 0 | 0 | 0 | 0 | 0 | 0 | 0 | 0 | 0 | 0 | 0 | 0 | 0 | 0 | 0 | 0 | 0 | 0 | 0 | 0 | 0 | 0 | 0 | 0 | 0 | 0 | 0 | 0 | 0 | 0 | 0 | 0 | 0 | 0 | 0 | 0 | 0 | 0 | 0 | 0 | 0 | 0 | 0 | 0 | 0 | 0 | 0 | 0 | 0 | 0 | 0 | 0 | 0 | 0 | 0 | 0 | 0 | 0 | 0 | 0 | 0 | 0 | 0 | 0 | 0 | 0 | 0 | 0 | 0 | 0 | 0 | 0 | 0 | 0 | 0 | 0 | 0 | 0 | 0 | 0 | 0 | 0 | 0 | 0 | 0 | 0 | 0 | 0 | 0 | 0 | 0 | 0 | 0 | 0 | 0 | 0 | 0 | 0 | 0 | 0 | 0 | 0 | 0 | 0 | 0 | 0 | 0 | 0 | 0 | 0 | 0 | 0 | 0 | 0 | 0 | 0 | 0 | 0 | 0 | 0 | 0 | 0 | 0 | 0 | 0 | 0 | 0 | 0 | 0 | 0 | 0 | 0 | 0 | 0 | 0 | 0 | 0 | 0 | 0 | 0 | 0 | 0 | 0 | 0 | 0 | 0 | 0 | 0 | 0 | 0 | 0 | 0 | 0 | 0 | 0 | 0 | 0 | 0 | 0 | 0 | 0 | 0 | 0 | 0 | 0 | 0 | 0 | 0 | 0 | 0 | 0 | 0 | 0 | 0 | 0 | 0 | 0 | 0 | 0 | 0 | 0 | 0 | 0 | 0 | 0 | 0 | 0 | 0 | 0 | 0 | 0 | 0 | 0 | 0 | 0 | 0 | 0 | 0 | 0 | 0 | 0 | 0 | 0 | 0 | 0 | 0 | 0 | 0 | 0 | 0 | 0 | 0 | 0 | 0 | 0 | 0 | 0 | 0 | 0 | 0 | 0 | 0 | 0 | 0 | 0 | 0 | 0 | 0 | 0 | 0 | 0 | 0 | 0 | 0 | 0 | 0 | 0 | 0 | 0 | 0 | 0 | 0 | 0 | 0 | 0 | 0 | 0 | 0 | 0 | 0 | 0 | 0 | 0 | 0 | 0 | 0 | 0 | 0 | 0 | 0 | 0 | 0 | 0 | 0 | 0 | 0 | 0 | 0 | 0 | 0 | 0 | 0 | 0 | 0 | 0 | 0 | 0 | 0 | 0 | 0 | 0 | 0 | 0 | 0 | 0 | 0 | 0 | 0 | 0 | 0 | 0 | 0 | 0 | 0 | 0 | 0 | 0 | 0 | 0 | 0 | 0 | 0 | 0 | 0 | 0 | 0 | 0 | 0 | 0 | 0 | 0 | 0 | 0 | 0 | 0 | 0 | 0 | 0 | 0 | 0 | 0 | 0 | 0 | 0 | 0 | 0 | 0 | 0 | 0 | 0 | 0 | 0 | 0 | 0 | 0 | 0 | 0 | 0 | 0 | 0 | 0 | 0 | 0 | 0 | 0 | 0 | 0 | 0 | 0 | 0 | 0 | 0 | 0 | 0 | 0 | 0 | 0 | 0 | 0 | 0 | 0 | 0 | 0 | 0 | 0 | 0 | 0 | 0 | 0 | 0 | 0 | 0 | 0 | 0 | 0 | 0 | 0 | 0 | 0 | 0 | 0 | 0 | 0 | 0 | 0 | 0 | 0 | 0 | 0 | 0 | 0 | 0 | 0 | 0 | 0 | 0 | 0 | 0 | 0 | 0 | 0 | 0 | 0 | 0 | 0 | 0 | 0 | 0 | 0 | 0 | 0 | 0 | 0 | 0 | 0 | 0 | 0 | 0 | 0 | 0 | 0 | 0 | 0 | 0 | 0 | 0 | 0 | 0 | 0 | 0 | 0 | 0 | 0 | 0 | 0 | 0 | 0 | 0 | 0 | 0 | 0 | 0 | 0 | 0 | 0 | 0 | 0 | 0 | 0 | 0 | 0 | 0 | 0 | 0 | 0 | 0 | 0 | 0 | 0 | 0 | 0 | 0 | 0 | 0 | 0 | 0 | 0 | 0 | 0 | 0 | 0 | 0 | 0 | 0 | 0 | 0 | 0 | 0 | 0 | 0 | 0 | 0 | 0 | 0 | 0 | 0 | 0 | 0 | 0 | 0 | 0 | 0 | 0 | 0 | 0 | 0 | 0 | 0 | 0 | 0 | 0 | 0 | 0 | 0 | 0 | 0 | 0 | 0 | 0 | 0 | 0 | 0 | 0 | 0 | 0 | 0 | 0 | 0 | 0 | 0 | 0 | 0 | 0 | 0 | 0 | 0 | 0 | 0 | 0 | 0 | 0 | 0 | 0 | 0 | 0 | 0 | 0 | 0 | 0 | 0 | 0 | 0 | 0 | 0 | 0 | 0 | 0 | 0 | 0 | 0 | 0 | 0 | 0 | 0 | 0 | 0 | 0 | 0 | 0 | 0 | 0 | 0 | 0 | 0 | 0 | 0 | 0 | 0 | 0 | 0 | 0 | 0 | 0 | 0 | 0 | 0 | 0 | 0 | 0 | 0 | 0 | 0 | 0 | 0 | 0 | 0 | 0 | 0 | 0 | 0 | 0 | 0 | 0 | 0 | 0 | 0 | 0 | 0 | 0 | 0 | 0 | 0 | 0 | 0 | 0 | 0 | 0 | 0 | 0 | 0 | 0 | 0 | 0 | 0 | 0 | 0 | 0 | 0 | 0 | 0 | 0 | 0 | 0 | 0 | 0 | 0 | 0 | 0 | 0 | 0 | 0 | 0 | 0 | 0 | 0 | 0 | 0 | 0 | 0 | 0 | 0 | 0 | 0 | 0 | 0 | 0 | 0 | 0 | 0 | 0 | 0 | 0 | 0 | 0 | 0 | 0 | 0 | 0 | 0 | 0 | 0 | 0 | 0 | 0 | 0 | 0 | 0 | 0 | 0 | 0 | 0 | 0 | 0 | 0 | 0 | 0 | 0 | 0 | 0 | 0 | 0 | 0 | 0 | 0 | 0 | 0 | 0 | 0 | 0 | 0 | 0 | 0 | 0 | 0 | 0 | 0 | 0 | 0 | 0 | 0 | 0 | 0 | 0 | 0 | 0 | 0 | 0 | 0 | 0 | 0 | 0 | 0 | 0 | 0 | 0 | 0 | 0 | 0 | 0 | 0 | 0 | 0 | 0 | 0 | 0 | 0 | 0 | 0 | 0 | 0 | 0 | 0 | 0 | 0 | 0 | 0 | 0 | 0 | 0 | 0 | 0 | 0 | 0 | 0 | 0 | 0 | 0 | 0 | 0 | 0 | 0 | 0 | 0 | 0 | 0 | 0 | 0 | 0 | 0 | 0 | 0 | 0 | 0 | 0 | 0 | 0 | 0 | 0 | 0 | 0 | 0 | 0 | 0 | 0 | 0 | 0 | 0 | 0 | 0 | 0 | 0 | 0 | 0 | 0 | 0 | 0 | 0 | 0 | 0 | 0 | 0 | 0 | 0 | 0 | 0 | 0 | 0 | 0 | 0 | 0 | 0 | 0 | 0 | 0 | 0 | 0 | 0 | 0 | 0 | 0 | 0 | 0 | 0 | 0 | 0 | 0 | 0 | 0 | 0 | 0 | 0 | 0 | 0 | 0 | 0 | 0 | 0 | 0 | 0 | 0 | 0 | 0 | 0 | 0 | 0 | 0 | 0 | 0 | 0 | 0 | 0 | 0 | 0 | 0 | 0 | 0 | 0 | 0 | 0 | 0 | 0 | 0 | 0 | 0 | 0 | 0 | 0 | 0 | 0 | 0 | 0 | 0 | 0 | 0 | 0 | 0 | 0 | 0 | 0 | 0 | 0 | 0 | 0 | 0 | 0 | 0 | 0 | 0 | 0 | 0 | 0 | 0 | 0 | 0 | 0 | 0 | 0 | 0 | 0 | 0 | 0 | 0 | 0 | 0 | 0 | 0 | 0 | 0 | 0 | 0 | 0 | 0 | 0 | 0 | 0 | 0 | 0 | 0 | 0 | 0 | 0 | 0 | 0 | 0 | 0 | 0 | 0 | 0 | 0 | 0 | 0 | 0 | 0 | 0 | 0 | 0 | 0 | 0 | 0 | 0 | 0 | 0 | 0 | 0 | 0 | 0 | 0 | 0 | 0 | 0 | 0 | 0 | 0 | 0 | 0 | 0 | 0 | 0 | 0 | 0 | 0 | 0 | 0 | 0 | 0 | 0 | 0 | 0 | 0 | 0 | 0 | 0 | 0 | 0 | 0 | 0 | 0 | 0 | 0 | 0 | 0 | 0 | 0 | 0 | 0 | 0 | 0 | 0 | 0 | 0 | 0 | 0 | 0 | 0 | 0 | 0 | 0 | 0 | 0 | 0 | 0 | 0 | 0 | 0 | 0 | 0 | 0 | 0 | 0 | 0 | 0 | 0 | 0 | 0 | 0 | 0 | 0 | 0 | 0 | 0 | 0 | 0 | 0 | 0 | 0 | 0 | 0 | 0 | 0 | 0 | 0 | 0 | 0 | 0 | 0 | 0 | 0 | 0 | 0 | 0 | 0 | 0 | 0 | 0 | 0 | 0 | 0 | 0 | 0 | 0 | 0 | 0 | 0 | 0 | 0 | 0 | 0 | 0 | 0 | 0 | 0 | 0 | 0 | 0 | 0 | 0 | 0 | 0 | 0 | 0 | 0 | 0 | 0 | 0 | 0 | 0 | 0 | 0 | 0 | 0 | 0 | 0 | 0 | 0 | 0 | 0 | 0 | 0 | 0 | 0 | 0 | 0 | 0 | 0 | 0 | 0 | 0 | 0 | 0 | 0 | 0 | 0 | 0 | 0 | 0 | 0 | 0 | 0 | 0 | 0 | 0 | 0 | 0 | 0 | 0 | 0 | 0 | 0 | 0 | 0 | 0 | 0 | 0 | 0 | 0 | 0 | 0 | 0 | 0 | 0 | 0 | 0 | 0 | 0 | 0 | 0 | 0 | 0 | 0 | 0 | 0 | 0 | 0 | 0 | 0 | 0 | 0 | 0 | 0 | 0 | 0 | 0 | 0 | 0 | 0 | 0 | 0 | 0 | 0 | 0 | 0 | 0 | 0 | 0 | 0 | 0 | 0 | 0 | 0 | 0 | 0 | 0 | 0 | 0 | 0 | 0 | 0 | 0 | 0 | 0 | 0 | 0 | 0 | 0 | 0 | 0 | 0 | 0 | 0 | 0 | 0 | 0 | 0 | 0 | 0 | 0 | 0 | 0 | 0 | 0 | 0 | 0 | 0 | 0 | 0 | 0 | 0 | 0 | 0 | 0 | 0 | 0 | 0 | 0 | 0 | 0 | 0 | 0 | 0 | 0 | 0 | 0 | 0 | 0 | 0 | 0 | 0 | 0 | 0 | 0 | 0 | 0 | 0 | 0 | 0 | 0 | 0 | 0 | 0 | 0 | 0 | 0 | 0 | 0 | 0 | 0 | 0 | 0 | 0 | 0 | 0 | 0 | 0 | 0 | 0 | 0 | 0 | 0 | 0 | 0 | 0 | 0 | 0 | 0 | 0 | 0 | 0 | 0 | 0 | 0 | 0 | 0 | 0 | 0 | 0 | 0 | 0 | 0 | 0 | 0 | 0 | 0 | 0 | 0 | 0 | 0 | 0 | 0 | 0 | 0 | 0 | 0 | 0 | 0 | 0 | 0 | 0 | 0 | 0 | 0 | 0 | 0 | 0 | 0 | 0 | 0 | 0 | 0 | 0 | 0 | 0 | 0 | 0 | 0 | 0 | 0 | 0 | 0 | 0 | 0 | 0 | 0 | 0 | 0 | 0 | 0 | 0 | 0 | 0 | 0 | 0 | 0 | 0 | 0 | 0 | 0 | 0 | 0 | 0 | 0 | 0 | 0 | 0 | 0 | 0 | 0 | 0 | 0 | 0 | 0 | 0 | 0 | 0 | 0 | 0 | 0 | 0 | 0 | 0 | 0 | 0 | 0 | 0 | 0 | 0 | 0 | 0 | 0 | 0 | 0 | 0 | 0 | 0 | 0 | 0 | 0 | 0 | 0 | 0 | 0 | 0 | 0 | 0 | 0 | 0 | 0 | 0 | 0 | 0 | 0 | 0 | 0 | 0 | 0 | 0 | 0 | 0 | 0 | 0 | 0 | 0 | 0 | 0 | 0 | 0 | 0 | 0 | 0 | 0 | 0 | 0 | 0 | 0 | 0 | 0 | 0 | 0 | 0 | 0 | 0 | 0 | 0 | 0 | 0 | 0 | 0 | 0 | 0 | 0 | 0 | 0 | 0 | 0 | 0 | 0 | 0 | 0 | 0 | 0 | 0 | 0 | 0 | 0 | 0 | 0 | 0 | 0 | 0 | 0 | 0 | 0 | 0 | 0 | 0 | 0 | 0 | 0 | 0 | 0 | 0 | 0 | 0 | 0 | 0 | 0 | 0 | 0 | 0 | 0 | 0 | 0 | 0 | 0 | 0 | 0 | 0 | 0 | 0 | 0 | 0 | 0 | 0 | 0 | 0 | 0 | 0 | 0 | 0 | 0 | 0 | 0 | 0 | 0 | 0 | 0 | 0 | 0 | 0 | 0 | 0 | 0 | 0 | 0 | 0 | 0 | 0 | 0 | 0 | 0 | 0 | 0 | 0 | 0 | 0 | 0 | 0 | 0 | 0 | 0 | 0 | 0 | 0 | 0 | 0 | 0 | 0 | 0 | 0 | 0 | 0 | 0 | 0 | 0 | 0 | 0 | 0 | 0 | 0 | 0 | 0 | 0 | 0 | 0 | 0 | 0 | 0 | 0 | 0 | 0 | 0 | 0 | 0 | 0 | 0 | 0 | 0 | 0 | 0 | 0 | 0 | 0 | 0 | 0 | 0 | 0 | 0 | 0 | 0 | 0 | 0 | 0 | 0 | 0 | 0 | 0 | 0 | 0 | 0 | 0 | 0 | 0 | 0 | 0 | 0 | 0 | 0 | 0 | 0 | 0 | 0 | 0 | 0 | 0 | 0 | 0 | 0 | 0 | 0 | 0 | 0 | 0 | 0 | 0 | 0 | 0 | 0 | 0 | 0 | 0 | 0 | 0 | 0 | 0 | 0 | 0 | 0 | 0 | 0 | 0 | 0 | 0 | 0 | 0 | 0 | 0 | 0 | 0 | 0 | 0 | 0 | 0 | 0 | 0 | 0 | 0 | 0 | 0 | 0 | 0 | 0 | 0 | 0 | 0 | 0 | 0 | 0 | 0 | 0 | 0 | 0 | 0 | 0 | 0 | 0 | 0 | 0 | 0 | 0 | 0 | 0 | 0 | 0 | 0 | 0 | 0 | 0 | 0 | 0 | 0 | 0 | 0 | 0 | 0 | 0 | 0 | 0 | 0 | 0 | 0 | 0 | 0 | 0 | 0 | 0 | 0 | 0 | 0 | 0 | 0 | 0 | 0 | 0 | 0 | 0 | 0 | 0 | 0 | 0 | 0 | 0 | 0 | 0 | 0 | 0 | 0 | 0 | 0 | 0 | 0 | 0 | 0 | 0 | 0 | 0 | 0 | 0 | 0 | 0 | 0 | 0 | 0 | 0 | 0 | 0 | 0 | 0 | 0 | 0 | 0 | 0 | 0 | 0 | 0 | 0 | 0 | 0 | 0 | 0 | 0 | 0 | 0 | 0 | 0 | 0 | 0 | 0 | 0 | 0 | 0 | 0 | 0 | 0 | 0 | 0 | 0 | 0 | 0 | 0 | 0 | 0 | 0 | 0 | 0 | 0 | 0 | 0 | 0 | 0 | 0 | 0 | 0 | 0 | 0 | 0 | 0 | 0 | 0 | 0 | 0 | 0 | 0 | 0 | 0 | 0 | 0 | 0 | 0 | 0 | 0 | 0 | 0 | 0 | 0 | 0 | 0 | 0 | 0 | 0 | 0 | 0 | 0 | 0 | 0 | 0 | 0 | 0 | 0 | 0 | 0 | 0 | 0 | 0 | 0 | 0 | 0 | 0 | 0 | 0 | 0 | 0 | 0 | 0 | 0 | 0 | 0 | 0 | 0 | 0 | 0 | 0 | 0 | 0 | 0 | 0 | 0 | 0 | 0 | 0 | 0 | 0 | 0 | 0 | 0 | 0 | 0 | 0 | 0 | 0 | 0 | 0 | 0 | 0 | 0 | 0 | 0 | 0 | 0 | 0 | 0 | 0 | 0 | 0 | 0 | 0 | 0 | 0 | 0 | 0 | 0 | 0 | 0 | 0 | 0 | 0 | 0 | 0 | 0 | 0 | 0 | 0 | 0 | 0 | 0 | 0 | 0 | 0 | 0 | 0 | 0 | 0 | 0 | 0 | 0 | 0 | 0 | 0 | 0 | 0 | 0 | 0 | 0 | 0 | 0 | 0 | 0 | 0 | 0 | 0 | 0 | 0 | 0 | 0 | 0 | 0 | 0 | 0 | 0 | 0 | 0 | 0 | 0 | 0 | 0 | 0 | 0 | 0 | 0 | 0 | 0 | 0 | 0 | 0 | 0 | 0 | 0 | 0 | 0 | 0 | 0 | 0 | 0 | 0 | 0 | 0 | 0 | 0 | 0 | 0 | 0 | 0 | 0 | 0 | 0 | 0 | 0 | 0 | 0 | 0 | 0 | 0 | 0 | 0 | 0 | 0 | 0 | 0 | 0 | 0 | 0 | 0 | 0 | 0 | 0 | 0 | 0 | 0 | 0 | 0 | 0 | 0 | 0 | 0 | 0 | 0 | 0 | 0 | 0 | 0 | 0 | 0 | 0 | 0 | 0 | 0 | 0 | 0 | 0 | 0 | 0 | 0 | 0 | 0 | 0 | 0 | 0 | 0 | 0 | 0 | 0 | 0 | 0 | 0 | 0 | 0 | 0 | 0 | 0 | 0 | 0 | 0 | 0 | 0 | 0 | 0 | 0 | 0 | 0 | 0 | 0 | 0 | 0 | 0 | 0 | 0 | 0 | 0 | 0 | 0 | 0 | 0 | 0 | 0 | 0 | 0 | 0 | 0 | 0 | 0 | 0 | 0 | 0 | 0 | 0 | 0 | 0 | 0 | 0 | 0 | 0 | 0 | 0 | 0 | 0 | 0 | 0 | 0 | 0 | 0 | 0 | 0 | 0 | 0 | 0 | 0 | 0 | 0 | 0 | 0 | 0 | 0 | 0 | 0 | 0 | 0 | 0 | 0 | 0 | 0 | 0 | 0 | 0 | 0 | 0 | 0 | 0 | 0 | 0 | 0 | 0 | 0 | 0 | 0 | 0 | 0 | 0 | 0 | 0 | 0 | 0 | 0 | 0 | 0 | 0 | 0 | 0 | 0 | 0 | 0 | 0 | 0 | 0 | 0 | 0 | 0 | 0 | 0 | 0 | 0 | 0 | 0 | 0 | 0 | 0 | 0 | 0 | 0 | 0 | 0 | 0 | 0 | 0 | 0 | 0 | 0 | 0 | 0 | 0 | 0 | 0 | 0 | 0 | 0 | 0 | 0 | 0 | 0 | 0 | 0 | 0 | 0 | 0 | 0 | 0 | 0 | 0 | 0 | 0 | 0 | 0 | 0 | 0 | 0 | 0 | 0 | 0 | 0 | 0 | 0 | 0 | 0 | 0 | 0 | 0 | 0 | 0 | 0 | 0 | 0 | 0 | 0 | 0 | 0 | 0 | 0 | 0 | 0 | 0 | 0 | 0 | 0 | 0 | 0 | 0 | 0 | 0 | 0 | 0 | 0 | 0 | 0 | 0 | 0 | 0 | 0 | 0 | 0 | 0 | 0 | 0 | 0 | 0 | 0 | 0 | 0 | 0 | 0 | 0 | 0 | 0 | 0 | 0 | 0 | 0 | 0 | 0 | 0 | 0 | 0 | 0 | 0 | 0 | 0 | 0 | 0 | 0 | 0 | 0 | 0 | 0 | 0 | 0 | 0 | 0 | 0 | 0 | 0 | 0 | 0 | 0 | 0 | 0 | 0 | 0 | 0 | 0 | 0 | 0 | 0 | 0 | 0 | 0 | 0 | 0 | 0 | 0 | 0 | 0 | 0 | 0 | 0 | 0 | 0 | 0 | 0 | 0 | 0 | 0 | 0 | 0 | 0 | 0 | 0 | 0 | 0 | 0 | 0 | 0 | 0 | 0 | 0 | 0 | 0 | 0 | 0 | 0 | 0 | 0 | 0 | 0 | 0 | 0 | 0 | 0 | 0 | 0 | 0 | 0 | 0 | 0 | 0 | 0 | 0 | 0 | 0 | 0 | 0 | 0 | 0 | 0 | 0 | 0 | 0 | 0 | 0 | 0 | 0 | 0 | 0 | 0 | 0 | 0 | 0 | 0 | 0 | 0 | 0 | 0 | 0 | 0 | 0 | 0 | 0 | 0 | 0 | 0 | 0 | 0 | 0 | 0 | 0 | 0 | 0 | 0 | 0 | 0 | 0 | 0 | 0 | 0 | 0 | 0 | 0 | 0 | 0 | 0 | 0 | 0 | 0 | 0 | 0 | 0 | 0 | 0 | 0 | 0 | 0 | 0 | 0 | 0 | 0 | 0 | 0 | 0 | 0 | 0 | 0 | 0 | 0 | 0 | 0 | 0 | 0 | 0 | 0 | 0 | 0 | 0 | 0 | 0 | 0 | 0 | 0 | 0 | 0 | 0 | 0 | 0 | 0 | 0 | 0 | 0 | 0 | 0 | 0 | 0 | 0 | 0 | 0 | 0 | 0 | 0 | 0 | 0 | 0 | 0 | 0 | 0 | 0 | 0 | 0 | 0 | 0 | 0 | 0 | 0 | 0 | 0 | 0 | 0 | 0 | 0 | 0 | 0 | 0 | 0 | 0 | 0 | 0 | 0 | 0 | 0 | 0 | 0 | 0 | 0 | 0 | 0 | 0 | 0 | 0 | 0 | 0 | 0 | 0 | 0 | 0 | 0 | 0 | 0 | 0 | 0 | 0 | 0 | 0 | 0 | 0 | 0 | 0 | 0 | 0 | 0 | 0 | 0 | 0 | 0 | 0 | 0 | 0 | 0 | 0 | 0 | 0 | 0 | 0 | 0 | 0 | 0 | 0 | 0 | 0 | 0 | 0 | 0 | 0 | 0 | 0 | 0 | 0 | 0 | 0 | 0 | 0 | 0 | 0 | 0 | 0 | 0 | 0 | 0 | 0 | 0 | 0 | 0 | 0 | 0 | 0 | 0 | 0 | 0 | 0 | 0 | 0 | 0 | 0 | 0 | 0 | 0 | 0 | 0 | 0 | 0 | 0 | 0 | 0 | 0 | 0 | 0 | 0 | 0 | 0 | 0 | 0 | 0 | 0 | 0 | 0 | 0 | 0 | 0 | 0 | 0 | 0 | 0 | 0 | 0 | 0 | 0 | 0 | 0 | 0 | 0 | 0 | 0 | 0 | 0 | 0 | 0 | 0 | 0 | 0 | 0 | 0 | 0 | 0 | 0 | 0 | 0 | 0 | 0 | 0 | 0 | 0 | 0 | 0 | 0 | 0 | 0 | 0 | 0 | 0 | 0 | 0 | 0 | 0 | 0 | 0 | 0 | 0 | 0 | 0 | 0 | 0 | 0 | 0 | 0 | 0 | 0 | 0 | 0 | 0 | 0 | 0 | 0 | 0 | 0 | 0 | 0 | 0 | 0 | 0 | 0 | 0 | 0 | 0 | 0 | 0 | 0 | 0 | 0 | 0 | 0 | 0 | 0 | 0 | 0 | 0 | 0 | 0 | 0 | 0 | 0 | 0 | 0 | 0 | 0 | 0 | 0 | 0 | 0 | 0 | 0 | 0 | 0 | 0 | 0 | 0 | 0 | 0 | 0 | 0 | 0 | 0 | 0 | 0 | 0 | 0 | 0 | 0 | 0 | 0 | 0 | 0 | 0 | 0 | 0 | 0 | 0 | 0 | 0 | 0 | 0 | 0 | 0 | 0 | 0 | 0 | 0 | 0 | 0 | 0 | 0 | 0 | 0 | 0 | 0 | 0 | 0 | 0 | 0 | 0 | 0 | 0 | 0 | 0 | 0 | 0 | 0 | 0 | 0 | 0 | 0 | 0 | 0 | 0 | 0 | 0 | 0 | 0 | 0 | 0 | 0 | 0 | 0 | 0 | 0 | 0 | 0 | 0 | 0 | 0 | 0 | 0 | 0 | 0 | 0 | 0 | 0 | 0 | 0 | 0 | 0 | 0 | 0 | 0 | 0 | 0 | 0 | 0 | 0 | 0 | 0 | 0 | 0 | 0 | 0 | 0 | 0 | 0 | 0 | 0 | 0 | 0 | 0 | 0 | 0 | 0 | 0 | 0 | 0 | 0 | 0 | 0 | 0 | 0 | 0 | 0 | 0 | 0 | 0 | 0 | 0 | 0 | 0 | 0 | 0 | 0 | 0 | 0 | 0 | 0 | 0 | 0 | 0 | 0 | 0 | 0 | 0 | 0 | 0 | 0 | 0 | 0 | 0 | 0 | 0 | 0 | 0 | 0 | 0 | 0 | 0 | 0 | 0 | 0 | 0 | 0 | 0 | 0 | 0 | 0 | 0 | 0 | 0 | 0 | 0 | 0 | 0 | 0 | 0 | 0 | 0 | 0 | 0 | 0 | 0 | 0 | 0 | 0 | 0 | 0 | 0 | 0 | 0 | 0 | 0 | 0 | 0 | 0 | 0 | 0 | 0 | 0 | 0 | 0 | 0 | 0 | 0 | 0 | 0 | 0 | 0 | 0 | 0 | 0 | 0 | 0 | 0 | 0 | 0 | 0 | 0 | 0 | 0 | 0 | 0 | 0 | 0 | 0 | 0 | 0 | 0 | 0 | 0 | 0 | 0 | 0 | 0 | 0 | 0 | 0 | 0 | 0 | 0 | 0 | 0 | 0 | 0 | 0 | 0 | 0 | 0 | 0 | 0 | 0 | 0 | 0 | 0 | 0 | 0 | 0 | 0 | 0 | 0 | 0 | 0 | 0 | 0 | 0 | 0 | 0 | 0 | 0 | 0 | 0 | 0 | 0 | 0 | 0 | 0 | 0 | 0 | 0 | 0 | 0 | 0 | 0 | 0 | 0 | 0 | 0 | 0 | 0 | 0 | 0 | 0 | 0 | 0 | 0 | 0 | 0 | 0 | 0 | 0 | 0 | 0 | 0 | 0 | 0 | 0 | 0 | 0 | 0 | 0 | 0 | 0 | 0 | 0 | 0 | 0 | 0 | 0 | 0 | 0 | 0 | 0 | 0 | 0 | 0 | 0 | 0 | 0 | 0 | 0 | 0 | 0 | 0 | 0 | 0 | 0 | 0 | 0 | 0 | 0 | 0 | 0 | 0 | 0 | 0 | 0 | 0 | 0 | 0 | 0 | 0 | 0 | 0 | 0 | 0 | 0 | 0 | 0 | 0 | 0 | 0 | 0 | 0 | 0 | 0 | 0 | 0 | 0 | 0 | 0 | 0 | 0 | 0 | 0 | 0 | 0 | 0 | 0 | 0 | 0 | 0 | 0 | 0 | 0 | 0 | 0 | 0 | 0 | 0 | 0 | 0 | 0 | 0 | 0 | 0 | 0 | 0 | 0 | 0 | 0 | 0 | 0 | 0 | 0 | 0 | 0 | 0 | 0 | 0 | 0 | 0 | 0 | 0 | 0 | 0 | 0 | 0 | 0 | 0 | 0 | 0 | 0 | 0 | 0 | 0 | 0 | 0 | 0 | 0 | 0 | 0 | 0 | 0 | 0 | 0 | 0 | 0 | 0 | 0 | 0 | 0 | 0 | 0 | 0 | 0 | 0 | 0 | 0 | 0 | 0 | 0 | 0 | 0 | 0 | 0 | 0 | 0 | 0 | 0 | 0 | 0 | 0 | 0 | 0 | 0 | 0 | 0 | 0 | 0 | 0 | 0 | 0 | 0 | 0 | 0 | 0 | 0 | 0 | 0 | 0 | 0 | 0 | 0 | 0 | 0 | 0 | 0 | 0 | 0 | 0 | 0 | 0 | 0 | 0 | 0 | 0 | 0 | 0 | 0 | 0 | 0 | 0 | 0 | 0 | 0 | 0 | 0 | 0 | 0 | 0 | 0 | 0 | 0 | 0 | 0 | 0 | 0 | 0 | 0 | 0 | 0 | 0 | 0 | 0 | 0 | 0 | 0 | 0 | 0 | 0 | 0 | 0 | 0 | 0 | 0 | 0 | 0 | 0 | 0 | 0 | 0 | 0 | 0 | 0 | 0 | 0 | 0 | 0 | 0 | 0 | 0 | 0 | 0 | 0 | 0 | 0 | 0 | 0 | 0 | 0 | 0 | 0 | 0 | 0 | 0 | 0 | 0 | 0 | 0 | 0 | 0 | 0 | 0 | 0 | 0 | 0 | 0 | 0 | 0 | 0 | 0 | 0 | 0 | 0 | 0 | 0 | 0 | 0 | 0 | 0 | 0 | 0 | 0 | 0 | 0 | 0 | 0 | 0 | 0 | 0 | 0 | 0 | 0 | 0 | 0 | 0 | 0 | 0 | 0 | 0
Bouton 1